## Serverlar
Kategoriya | Mahsulot nomi | Kafolat | QQS bilan narxi | QQSsiz narxi | Brend | Saytda | SKU | 5 dona dan
Fayl server | Fayl serveri Dell EMC PowerEdge R760xs Rack 2U 16 SFF HDD/SSD + 8 SFF NVMe U.2 ¦ Dell EMC PowerEdge R760xs Rack 2U 16 SFF HDD/SSD + 8 SFF NVMe U.2 (R760xs-xxx-IT4) ¦ Intel Xeon Silver 4316 (2.3GHz/20-core/150W) ¦ Samsung 64GB DDR4-3200 operativ xotira ¦ DELL PERC H755N 8Gb RAID NVMe apparat RAID nazoratchisi ¦ 1.6TB PCI-e NVMe Mix Use Express Flash xotira qurilmasi ¦ DELL 1.92TB / SATA / RI / SSD ¦ DELL 800W G15 Hot-Plug quvvat bloki | Kafolat 36 oy | 268573536 | 239797800 | Dell |  | 1-396-0
Virtualizaciya server | Virtualizatsiya uchun server HPE ProLiant DL360 Gen10 ¦ HPE ProLiant DL360 Gen10 Rack 1U 8 SFF (P40400-B21) ¦ Intel Xeon-Silver 4210R (2.4GHz/10-core/100W) ¦ Samsung 64GB DDR4-2666 LRDIMM operativ xotira ¦ HPE P408e-p SR (Tashqi) 4GB kesh 12G SAS PCIe (96W batareya bilan) tashqi apparat RAID nazoratchisi ¦ HPE 240GB / SATA / RI / SSD ¦ 1.6TB PCI-e NVMe Mix Use Express Flash xotira qurilmasi ¦ HPE 800W Flex Slot Platinum Hot Plug quvvat bloki | Kafolat 36 oy | 106220576 | 94839800 | HPE |  | 1-397-0
Virtualizaciya server | Virtualizatsiya uchun server HPE ProLiant DL380 Gen10 ¦ HPE ProLiant DL380 Gen10 Rack 2U 8 SFF (P02466-B21) ¦ Intel Xeon Gold 5317 (3.0GHz/12-core/150W) ¦ HPE 64GB DDR4-3200 operativ xotira ¦ HPE P408i-a SR (Ichki) 2GB kesh 12G SAS PCIe (96W batareya bilan) apparat RAID nazoratchisi ¦ HPE 960GB SATA RI SSD xotira qurilmasi ¦ HPE 800W Flex Slot Platinum Hot Plug quvvat bloki | Kafolat 36 oy | 114649920 | 102366000 | HPE |  | 1-398-0
Virtualizaciya server | Virtualizatsiya uchun server Dell EMC PowerEdge R550 Rack 2U 8 LFF ¦ Dell EMC PowerEdge R550 Rack 2U 8 LFF ¦ Intel Xeon-Silver 4210R (2.4GHz/10-core/100W) ¦ DELL 800W G15 Hot-Plug quvvat bloki ¦ DELL PERC H745 4Gb RAID 12Gb/s apparat RAID nazoratchisi ¦ Samsung 32GB DDR4-3200 UDIMM operativ xotira ¦ DELL 1.92TB / SATA / RI / SSD | Kafolat 36 oy | 165469920 | 147741000 | Dell |  | 1-399-0
Ma'lumotlar bazasi server | Ma'lumotlar bazasi uchun server Dell EMC PowerEdge R750 Rack 2U 16 SFF ¦ Dell EMC PowerEdge R750 Rack 2U 16 SFF (210-AYCG-125-000) ¦ Intel Xeon Gold 6342 (2.8GHz/24-core/230W) ¦ Samsung 64GB DDR4-3200 operativ xotira ¦ 3.2TB PCI-e NVMe Express Flash xotira qurilmasi ¦ Intel 2TB DC P4510 Series / NVMe / RI / SAS / SSD ¦ DELL PERC H755N 8Gb RAID NVMe apparat RAID nazoratchisi ¦ DELL 800W G15 Hot-Plug quvvat bloki | Kafolat 36 oy | 211750000 | 189062500 | Dell |  | 1-400-0
Ma'lumotlar bazasi server | Ma'lumotlar bazasi uchun server HPE ProLiant DL380 Gen10 ¦ HPE ProLiant DL380 Gen10 Rack 2U 8 SFF (P02466-B21) ¦ Intel Xeon Gold 6338 (2GHz/32-core/205W) ¦ HPE 64GB DDR4-3200 operativ xotira ¦ Intel 480GB S4510 / RI / SATA / SSD ¦ 1.6TB PCI-e NVMe Mix Use Express Flash xotira qurilmasi ¦ HPE P816i-a SR (Ichki) 4GB kesh 12G SAS PCIe (96W batareya bilan) ichki apparat RAID nazoratchisi ¦ HPE G10 Plus 1600W Flex Slot Platinum Hot Plug Low Halogen Power Supply | Kafolat 36 oy | 190703744 | 170271200 | HPE |  | 1-401-0
1C server | 1C uchun server HPE DL360 Gen10 Plus 8SFF Rack 1U ¦ HPE ProLiant DL360 Gen10 Plus Rack 1U 8 SFF (P55274-421) ¦ Intel Xeon Silver 4316 (2.3GHz/20-core/150W) ¦ HPE 32GB DDR4-2666 operativ xotira ¦ HPE P408i-a SR (Ichki) 2GB kesh 12G SAS PCIe (96W batareya bilan) apparat RAID nazoratchisi ¦ HPE 800W Flex Slot Platinum Hot Plug quvvat bloki | Kafolat 36 oy | 79604448 | 71075400 | HPE |  | 1-385-0
Ofis server | Server ofis uchun HPE ProLiant DL380 Gen10 Rack 2U 8 SFF ¦ HPE ProLiant DL380 Gen10 Rack 2U 8 SFF (P02466-B21) ¦ Intel Xeon-Gold 6250 (3.9GHz/8-core/185W) ¦ HPE 32GB DDR4-2933 operativ xotira ¦ HPE 1.92TB / SATA / RI / SSD ¦ HPE 800W Flex Slot Platinum Hot Plug quvvat bloki ¦ HPE P408e-p SR (Tashqi) 4GB kesh 12G SAS PCIe (96W batareya bilan) tashqi apparat RAID nazoratchisi | Kafolat 36 oy | 160171088 | 143009900 | HPE |  | 1-389-0
Video Server | Kameralar uchun server HPE ProLiant DL380 Gen10 ¦ HPE ProLiant DL380 Gen10 Rack 2U 8 SFF (P02466-B21) ¦ Intel Xeon-Silver 4210R (2.4GHz/10-core/100W) ¦ HPE 64GB DDR4-3200 operativ xotira ¦ Intel 480GB S4510 / RI / SATA / SSD ¦ HPE 16TB SAS 7200 rpm (3.5", LFF) qattiq diski ¦ HPE ML110/ML350 Gen10 4LFF Drive Backplane Cage Kit diskli qutisi ¦ HPE P816i-a SR (Ichki) 4GB kesh 12G SAS PCIe (96W batareya bilan) ichki apparat RAID nazoratchisi ¦ HPE G10 Plus 1600W Flex Slot Platinum Hot Plug Low Halogen Power Supply | Kafolat 36 oy | 101287648 | 90435400 | HPE |  | 1-402-0
Ofis server | Server ofis uchun HPE ProLiant DL380 Gen10 Plus Rack 2U 8 SFF ¦ HPE ProLiant DL380 Gen10 Plus Rack 2U 8 SFF (P55281-421) ¦ Intel Xeon Gold 6338 (2GHz/32-core/205W) ¦ HPE 64GB DDR4-3200 operativ xotira ¦ HPE P408e-p SR (Tashqi) 4GB kesh 12G SAS PCIe (96W batareya bilan) tashqi apparat RAID nazoratchisi ¦ HPE 3.84TB NVMe RI SAS SSD ¦ HPE 800W Flex Slot Platinum Hot Plug quvvat bloki | Kafolat 36 oy | 310720256 | 277428800 | HPE |  | 1-390-0
Ofis server | Server ofis uchun HPE ProLiant DL380 Gen10 Plus Rack 2U 8 SFF ¦ Intel Xeon Gold 6338 (2GHz/32-core/205W) ¦ HPE 64GB DDR4-3200 operativ xotira ¦ HPE P408e-p SR (Tashqi) 4GB kesh 12G SAS PCIe (96W batareya bilan) tashqi apparat RAID nazoratchisi ¦ DELL 3.84TB / SAS / RI / SSD ¦ HPE 800W Flex Slot Platinum Hot Plug quvvat bloki ¦ HPE ProLiant DL380 Gen10 Plus Rack 2U 8 SFF (P55281-421) | Kafolat 36 oy | 280634816 | 250566800 | HPE |  | 1-391-0
Ofis server | Ofis uchun server HPE ProLiant DL380 Gen10 Plus Rack 2U 8 SFF ¦ Intel Xeon Silver 4310 (2.1GHz/12-Core/120W) ¦ Samsung 64GB DDR4-3200 operativ xotira ¦ HPE P408e-p SR (Tashqi) 4GB kesh 12G SAS PCIe (96W batareya bilan) tashqi apparat RAID nazoratchisi ¦ HPE 1.92TB / SATA / RI / SSD ¦ HPE 2.4TB SAS 10000 rpm (2.5", SFF) qattiq diski ¦ HPE 800W Flex Slot Platinum Hot Plug quvvat bloki ¦ HPE ProLiant DL380 Gen10 Plus Rack 2U 8 SFF (P55281-421) | Kafolat 36 oy | 110150656 | 98348800 | HPE |  | 1-392-0
Fayl server | HPE DL360 Gen9, fayl serveri, Rack 1U, 8 SFF, Intel Xeon, ma’lumot saqlash, ITRIX ¦ HPE ProLiant DL360 Gen9 Rack 1U 8 SFF (848736-B21) ¦ Intel Xeon Silver 4310 (2.1GHz/12-Core/120W) ¦ Samsung 64GB DDR4-2666 LRDIMM operativ xotira ¦ HPE P408e-p SR (Tashqi) 4GB kesh 12G SAS PCIe (96W batareya bilan) tashqi apparat RAID nazoratchisi ¦ HPE 960GB SATA RI SSD xotira qurilmasi ¦ HPE 800W Flex Slot Platinum Hot Plug quvvat bloki | Kafolat 36 oy | 72720032 | 64928600 | HPE |  | 1-394-0
1C server | 1C uchun server HPE DL380 Gen10 Plus 8SFF ¦ Intel Xeon Silver 4314 (2.4GHz/16-core/135W) ¦ HPE 32GB DDR4-3200 operativ xotira ¦ HPE P408i-a SR (Ichki) 2GB kesh 12G SAS PCIe (96W batareya bilan) apparat RAID nazoratchisi ¦ HPE ProLiant DL380 Gen10 Plus Rack 2U 8 SFF (P55281-421) ¦ HPE 800W Flex Slot Platinum Hot Plug quvvat bloki | Kafolat 36 oy | 63884128 | 57039400 | HPE |  | 1-370-0
1C server | Server 1C uchun DELL R550 8SFF Rack 2U ¦ Intel Xeon Gold 6326 (2.9GHz/16-core/185W) ¦ Samsung / SK hynix 16GB DDR4-2933 operativ xotira ¦ DELL 800W G15 Hot-Plug quvvat bloki ¦ Dell EMC PowerEdge R550 Rack 2U 8 LFF ¦ DELL PERC H745 4Gb RAID 12Gb/s apparat RAID nazoratchisi | Kafolat 36 oy | 63098112 | 56337600 | Dell |  | 1-386-0
Video Server | Ubiquiti UniFi Cloud Key Gen2 Plus |  | 4182960 | 3734786 |  |  | 1-599-554 | 3365615
1C server | Server 1C uchun Dell EMC PowerEdge R550 Rack 2U 8 LFF ¦ Dell EMC PowerEdge R550 Rack 2U 8 LFF ¦ Intel Xeon-Silver 4214 (2.2GHz/12-core/85W) ¦ Samsung 32GB DDR4-2133 operativ xotira ¦ DELL 960GB SAS RI SSD xotira qurilmasi ¦ DELL 800W G15 Hot-Plug quvvat bloki | Kafolat 36 oy | 47648832 | 42543600 | Dell |  | 1-388-0
Ofis server | Server ofis uchun HPE ProLiant DL360 Gen9 Rack 1U 8 SFF ¦ HPE ProLiant DL360 Gen9 Rack 1U 8 SFF (848736-B21) ¦ Intel Xeon Silver 4310 (2.1GHz/12-Core/120W) ¦ HPE 32GB DDR4-3200 operativ xotira ¦ HPE 240GB / SATA / RI / SSD ¦ HPE P408e-p SR (Tashqi) 4GB kesh 12G SAS PCIe (96W batareya bilan) tashqi apparat RAID nazoratchisi ¦ HPE 800W Flex Slot Platinum Hot Plug quvvat bloki | Kafolat 36 oy | 40710208 | 36348400 | HPE |  | 1-393-0
Fayl server | Fayl serveri HPE ProLiant DL380 Gen10 Rack 2U 8 SFF ¦ HPE ProLiant DL380 Gen10 Rack 2U 8 SFF (P02466-B21) ¦ Intel Xeon-Silver 4214 (2.2GHz/12-core/85W) ¦ HPE 64GB DDR4-3200 operativ xotira ¦ HPE P408e-p SR (Tashqi) 4GB kesh 12G SAS PCIe (96W batareya bilan) tashqi apparat RAID nazoratchisi ¦ HPE 960GB SATA RI SSD xotira qurilmasi ¦ HPE 800W Flex Slot Platinum Hot Plug quvvat bloki | Kafolat 36 oy | 97682816 | 87216800 | HPE |  | 1-395-0
Video Server | Kameralar uchun server Dell EMC PowerEdge R750XS Rack 2U 8 LFF ¦ Dell EMC PowerEdge R750XS Rack 2U 8 LFF (210-AZYQ-056-000) ¦ Intel Xeon Silver 4310 (2.1GHz/12-Core/120W) ¦ Samsung 64GB DDR4-3200 operativ xotira ¦ Intel 480GB S4510 / RI / SATA / SSD ¦ DELL 12TB SAS 7200 rpm (3.5", LFF) qattiq diski ¦ DELL PERC H755 8Gb RAID apparat RAID nazoratchisi ¦ DELL 800W G15 Hot-Plug quvvat bloki | Kafolat 36 oy | 92939616 | 82981800 | Dell |  | 1-403-0

## Tarkibiy qismlar
Kategoriya | Mahsulot nomi | Kafolat | QQS bilan narxi | QQSsiz narxi | 5 dona dan | Brend | Saytda | SKU
RAID-kontroller | HPE Smart Array S100i SR Gen10 SW RAID dasturiy RAID nazoratchisi |  | 1802416 | 1609300 |  | HPE |  | 2-144-150
SSD qattiq disklari | HPE 1.6TB / SAS / MU / SSD |  | 7182560 | 6413000 |  | HPE |  | 2-62-68
Aksessuarlar | Tarmoq adapteri P25960-B21 Mellanox MCX623106AS-CDAT 100Gb 2-portli QSFP56 |  | 10136896 | 9050800 |  |  |  | 2-523-497
SSD qattiq disklari | HPE 960GB / SAS / MU / SSD |  | 9784544 | 8736200 |  | HPE |  | 2-63-69
SSD qattiq disklari | HPE 1.92TB / SATA / RI / SSD |  | 15652560 | 13975500 |  | HPE |  | 2-64-70
RAID-kontroller | HPE MR408i-o Gen11 RAID-kontrolleri, 4GB kesh, x8 liniya, OCP/SPDM, akkumulyator bilan |  | 9256016 | 8264300 |  | HPE |  | 2-527-501
Quvvat ta'minoti | Dell Power Supply 1400W Hot Plug G15 G16 quvvat bloki |  | 4160464 | 3714700 |  | Dell |  | 2-159-367
SSD qattiq disklari | HPE 1.92TB / SAS / MU / SSD |  | 17604048 | 15717900 |  | HPE |  | 2-65-71
Aksessuarlar | HPE SN1100Q 16Gb 2-port FC HBA adapteri |  | 9134048 | 8155400 |  | HPE |  | 2-103-366
Aksessuarlar | Synology RKS-02 ray g‘ildiraklari to‘plami |  | 3455760 | 3085500 |  | Synology |  | 2-278-280
SSD qattiq disklari | DELL 1.92TB / SAS / MU / SSD |  | 16953552 | 15137100 |  | Dell |  | 2-66-72
Aksessuarlar | HPE 530SFP+ 10Gb 2-port PCIe Adapter tarmoqli kartasi |  | 3713248 | 3315400 |  | HPE |  | 2-101-107
Tezkor xotira (RAM) | HPE 32GB DDR4-2933 operativ xotira |  | 2412256 | 2153800 |  | HPE |  | 2-91-97
SSD qattiq disklari | Intel 2TB DC P4510 Series / NVMe / RI / SAS / SSD |  | 5868016 | 5239300 |  | Intel |  | 2-67-73
HDD qattiq disklari | HPE 1.2TB SAS 10000 rpm (2.5", SFF) qattiq diski |  | 3266032 | 2916100 |  | HPE |  | 2-52-58
Aksessuarlar | HPE 5m OM4 Fiber Channel Optic Cable Enterprise |  | 1951488 | 1742400 |  | HPE |  | 2-107-113
Aksessuarlar | HPE DL360 p/e G8 Fan sovitish ventilyatori |  | 393008 | 350900 |  | HPE |  | 2-114-120
SSD qattiq disklari | HPE 3.2TB SAS MU SSD xotira qurilmasi |  | 18254544 | 16298700 |  | HPE |  | 2-74-80
Aksessuarlar | HPE DL38X Gen10 Plus x8/x16/x8 Secondary Riser Kit kengaytiruvchi karta |  | 3266032 | 2916100 |  | HPE |  | 2-116-122
SSD qattiq disklari | SAMSUNG 3.84TB PM1643a / SAS / MU / SSD |  | 16384368 | 14628900 |  | Samsung |  | 2-68-74
Aksessuarlar | HPE 32Gb Fibre Channel 2-portli HBA moslama (SN1610Q) |  | 5827360 | 5203000 |  | HPE |  | 2-130-136
Aksessuarlar | HPE Broadcom BCM57412 Ethernet 10Gb 2-port SFP+ tarmoq adapteri |  | 3916528 | 3496900 |  | HPE |  | 2-132-138
HDD qattiq disklari | HPE 300GB SAS 10000 rpm (2.5", SFF) qattiq diski |  | 555632 | 496100 |  | HPE |  | 2-47-53
Aksessuarlar | DELL R440/R540 CPU1 Heatsink protsessor uchun radiator |  | 650496 | 580800 |  | Dell |  | 2-126-132
Tezkor xotira (RAM) | Samsung 32GB DDR4-2933 operativ xotira |  | 1694000 | 1512500 |  | Samsung |  | 2-80-86
Quvvat ta'minoti | DELL 800W G15 Hot-Plug quvvat bloki |  | 2601984 | 2323200 |  | Dell |  | 2-157-163
Quvvat ta'minoti | HPE 1000W Flex Slot Titanium Hot Plug quvvat bloki |  | 2913680 | 2601500 |  | HPE |  | 2-155-161
Video kartalar | NVIDIA RTX 6000 Ada 48GB GDDR6 videokartasi |  | 151755296 | 135495800 |  | Nvidia |  | 2-501-484
SSD qattiq disklari | Intel 960GB S4610 / MU / SATA / SSD |  | 5827360 | 5203000 |  | Intel |  | 2-69-75
Aksessuarlar | HPE DL380 Gen10 SFF Box1/2 Cage/Backplane Kit diskli qutisi |  | 3916528 | 3496900 |  | HPE |  | 2-110-116
Aksessuarlar | Mini-SAS HD tashqi ulash uchun kabel (SAS kabeli) |  | 2032800 | 1815000 |  |  |  | 2-519-495
SSD qattiq disklari | SAMSUNG 960GB PM1643a / SAS / MU / SSD |  | 6938624 | 6195200 |  | Samsung |  | 2-70-76
Protsessorlar | Intel Xeon-Gold 6250 (3.9GHz/8-core/185W) |  | 43041152 | 38429600 |  | Intel |  | 2-354-356
Protsessorlar | Intel Xeon-Gold 5220R (2.2GHz/24-core/150W) |  | 18051264 | 16117200 |  | Intel |  | 2-346-348
Tezkor xotira (RAM) | Samsung 16GB DDR4-2666 operativ xotira |  | 1300992 | 1161600 |  | Samsung |  | 2-77-83
HDD qattiq disklari | DELL 16TB SAS 7200 rpm (3.5", LFF) qattiq diski |  | 5868016 | 5239300 |  | Dell |  | 2-41-47
Tezkor xotira (RAM) | Samsung 64GB DDR4-2666 LRDIMM operativ xotira |  | 1273888 | 1137400 |  | Samsung |  | 2-81-87
Protsessorlar | Intel Xeon Gold 6354 (3.0GHz/18-core/205W) |  | 36658160 | 32730500 |  | Intel |  | 2-362-364
Tezkor xotira (RAM) | Samsung 64GB DDR4-3200 operativ xotira |  | 3266032 | 2916100 |  | Samsung |  | 2-82-88
HDD qattiq disklari | HPE 1TB SATA 7200 rpm (3.5", LFF) qattiq diski |  | 2507120 | 2238500 |  | HPE |  | 2-44-50
Tarkibiy qismlar | Dell DW316 tashqi USB Slim DVD±RW disk yuritgichi |  | 1951488 | 1742400 |  | Dell |  | 2-593-548
Tarkibiy qismlar | Samsung T9 4TB portativ SSD (USB 3.2 Gen 2x2) |  | 14121184 | 12608200 |  | Samsung |  | 2-595-550
Aksessuarlar | DELL 2SFF NVMe Riser R750 Cable |  | 3252480 | 2904000 |  | Dell |  | 2-117-123
Protsessorlar | Intel Xeon Gold 6326 (2.9GHz/16-core/185W) |  | 20273792 | 18101600 |  | Intel |  | 2-355-357
Aksessuarlar | LC/UPC–LC/UPC MM (OM4) duplex Uniboot flat klipli 3m optik patch kabel |  | 108416 | 96800 |  |  |  | 2-555-518
SSD qattiq disklari | HPE 3.84TB SAS MU SSD |  | 20870080 | 18634000 |  | HPE |  | 2-71-77
Aksessuarlar | FS Dell 331-5311 mos 10GBASE-SR SFP+ optik transiver moduli, 850nm, 300m, LC/UPC |  | 704704 | 629200 |  | FS |  | 2-576-536
Aksessuarlar | HPE ML110/ML350 Gen10 4LFF Drive Backplane Cage Kit diskli qutisi |  | 2994992 | 2674100 |  | HPE |  | 2-104-110
Protsessorlar | Intel Xeon Gold 6334 (3.6GHz/8-core/165W) |  | 24163216 | 21574300 |  | Intel |  | 2-357-359
Protsessorlar | Intel Xeon-Gold 6226R (2.9GHz/16-core/150W) |  | 15544144 | 13878700 |  | Intel |  | 2-351-353
Protsessorlar | Intel Xeon Silver 4309Y 2.8G, 8C, 12M (105W) |  | 8191506 | 7313845 |  | Intel |  | 2-333-335
Protsessorlar | Intel Xeon Gold 6330 (2.0GHz/28-core/205W) |  | 16953552 | 15137100 |  | Intel |  | 2-356-358
Protsessorlar | Intel Xeon-Silver 4208 (2.1GHz/8-core/85W) |  | 5215352 | 4656564 |  | Intel |  | 2-334-336
SSD qattiq disklari | DELL 960GB SAS RI SSD xotira qurilmasi |  | 6518512 | 5820100 |  | Dell |  | 2-72-78
Protsessorlar | Intel Xeon-Gold 5220 (2.2GHz/18-core/125W) |  | 4716096 | 4210800 |  | Intel |  | 2-345-347
Aksessuarlar | Dell QSFP-64GFC-SW4 64G qisqa masofali QSFP+ MPO optik moduli |  | 5420800 | 4840000 |  | Dell |  | 2-579-538
Protsessorlar | Intel Xeon-Silver 4210 (2.2GHz/10-core/85W) |  | 3748483 | 3346860 |  | Intel |  | 2-335-337
Protsessorlar | Intel Xeon-Silver 4210R (2.4GHz/10-core/100W) |  | 5868016 | 5239300 |  | Intel |  | 2-336-338
Aksessuarlar | SFP-64G31-LWL 64G optik transiver moduli, 1310nm, 10km, LC ulagich, SMF |  | 13931456 | 12438800 |  |  |  | 2-580-539
Protsessorlar | Intel Xeon Silver 4314 (2.4GHz/16-core/135W) |  | 9784544 | 8736200 |  | Intel |  | 2-341-343
HDD qattiq disklari | DELL 12TB SAS 7200 rpm (3.5", LFF) qattiq diski |  | 5542768 | 4948900 |  | Dell |  | 2-37-43
Protsessorlar | Intel Xeon Silver 4310 (2.1GHz/12-Core/120W) |  | 7914368 | 7066400 |  | Intel |  | 2-340-342
Protsessorlar | Intel Xeon-Gold 5218R (2.1GHz/20-core/125W) |  | 11736032 | 10478600 |  | Intel |  | 2-344-346
Protsessorlar | Intel Xeon-Silver 4214 (2.2GHz/12-core/85W) |  | 2642640 | 2359500 |  | Intel |  | 2-337-339
Protsessorlar | Intel Xeon-Silver 4214R (2.4GHz/12-core/100W) |  | 9134048 | 8155400 |  | Intel |  | 2-338-340
SSD qattiq disklari | Samsung PM983 7.68TB SATA 6Gbps 2.5 dyuymli SSD disk |  | 10977120 | 9801000 |  | Samsung |  | 2-529-502
Protsessorlar | Intel Xeon Gold 6338 (2GHz/32-core/205W) |  | 29434944 | 26281200 |  | Intel |  | 2-358-360
Aksessuarlar | 1m LC–LC OS2 Single Mode zirhli optik patch kabel (ichki OFCR, 3.0mm) |  | 1490720 | 1331000 |  |  |  | 2-581-540
Protsessorlar | Intel Xeon Silver 4316 (2.3GHz/20-core/150W) |  | 17075520 | 15246000 |  | Intel |  | 2-342-344
Aksessuarlar | HPE Mellanox MCX631102AS-ADAT Ethernet 10/25Gb 2-port SFP tarmoq adapteri |  | 6938624 | 6195200 |  | HPE |  | 2-136-142
SSD qattiq disklari | DELL 1.92TB / SATA / RI / SSD |  | 11085536 | 9897800 |  | Dell |  | 2-54-60
Protsessorlar | Intel Xeon Gold 5315Y (3.2GHz/8-core/140W) |  | 18891488 | 16867400 |  | Intel |  | 2-347-349
HDD qattiq disklari | WD Red Plus 4TB (SATA III, 5400 rpm, 3.5") qattiq diski |  | 1694000 | 1512500 |  | Western Digital |  | 2-39-45
NVME | 1.6TB PCI-e NVMe Mix Use Express Flash xotira qurilmasi |  | 9716784 | 8675700 |  | Dell |  | 2-96-102
HDD qattiq disklari | HPE 2.4TB SAS 10000 rpm (2.5", SFF) qattiq diski |  | 3916528 | 3496900 |  | HPE |  | 2-42-48
Tezkor xotira (RAM) | HPE 128GB (1x128GB) DDR5-6400 xotira moduli, Dual Rank, Registered Smart Memory |  | 27781600 | 24805000 |  |  |  | 2-539-504
SSD qattiq disklari | HPE 960GB SATA RI SSD xotira qurilmasi |  | 5041344 | 4501200 |  | HPE |  | 2-73-79
Tezkor xotira (RAM) | Samsung 32GB DDR4-3200 UDIMM operativ xotira |  | 2615536 | 2335300 |  | Samsung |  | 2-78-84
HDD qattiq disklari | Seagate Exos X16 12TB SATA 7200 rpm (3.5", LFF) qattiq diski |  | 5027792 | 4489100 |  | Seagate |  | 2-43-49
HDD qattiq disklari | DELL 2TB SAS 7200 rpm (3.5", LFF) qattiq diski |  | 2615536 | 2335300 |  | Dell |  | 2-46-52
Tezkor xotira (RAM) | HPE 32GB DDR4-3200 operativ xotira |  | 1531376 | 1367300 |  | HPE |  | 2-88-94
SSD qattiq disklari | HPE 480GB PM1633a SAS RI SSD xotira qurilmasi |  | 5217520 | 4658500 |  | HPE |  | 2-75-81
Tezkor xotira (RAM) | Samsung / SK hynix 16GB DDR4-2933 operativ xotira |  | 1300992 | 1161600 |  | Samsung |  | 2-84-90
Korpuslar | HPE Apollo 4510 Gen10 4U 60 LFF serveri |  | 0 | 0 |  | HPE |  | 2-445-429
HDD qattiq disklari | DELL 18TB SAS 7200 rpm (3.5", LFF) qattiq diski |  | 6518512 | 5820100 |  | Dell |  | 2-48-54
Aksessuarlar | HPE Broadcom BCM57416 Ethernet 10Gb 2-port BASE-T tarmoq adapteri |  | 4865168 | 4343900 |  | HPE |  | 2-134-140
Tezkor xotira (RAM) | HPE 8GB DDR4-3200 STND Kit operativ xotira |  | 1043504 | 931700 |  | HPE |  | 2-87-93
Protsessorlar | Intel Xeon Gold 5318Y (2.1GHz/24-core/165W) |  | 18322304 | 16359200 |  | Intel |  | 2-349-351
Aksessuarlar | Synology RKS1317 stoykaga o‘rnatish to‘plami |  | 1477168 | 1318900 |  | Synology |  | 2-281-283
RAID-kontroller | RAID kontroller HPE MR416i-p Gen11 x16 Lanes 8GB Cache PCI SPDM Plug-in Storage Controller |  | 15083 | 13467 |  | HPE |  | 2-524-498
Tezkor xotira (RAM) | HPE 64GB DDR4-3200 operativ xotira |  | 2507120 | 2238500 |  | HPE |  | 2-94-100
Aksessuarlar | DELL iDRAC9 Enterprise masofaviy kirish boshqaruvchisi |  | 284592 | 254100 |  | Dell |  | 2-137-143
SSD qattiq disklari | HPE 3.84TB NVMe RI SAS SSD |  | 19569088 | 17472400 |  | HPE |  | 2-51-57
Aksessuarlar | HPE Intel l350-T4 ethernet 1GB 4-port BASE-T tarmoq adapteri |  | 555632 | 496100 |  | HPE |  | 2-135-141
Protsessorlar | Intel Xeon Gold 5320 (2.2GHz/26-core/185W) |  | 17604048 | 15717900 |  | Intel |  | 2-350-352
RAID-kontroller | DELL PERC H745 4Gb RAID 12Gb/s apparat RAID nazoratchisi |  | 6938624 | 6195200 |  | Dell |  | 2-152-158
Tezkor xotira (RAM) | Dell 128GB DDR4-3200 LRDIMM xotira moduli, 4Rx4 konfiguratsiya |  | 17400768 | 15536400 |  | Dell |  | 2-550-513
SSD qattiq disklari | DELL 480GB / SATA / RI / SSD |  | 3252480 | 2904000 |  | Dell |  | 2-53-59
Protsessorlar | Intel Xeon-Gold 6234 (3.3GHz/8-core/130W) |  | 5136208 | 4585900 |  | Intel |  | 2-352-354
Aksessuarlar | Dell R750 High Performance CPU Heatsink protsessor radiatori |  | 1300992 | 1161600 |  | Dell |  | 2-100-106
Protsessorlar | Intel Xeon-Gold 5218 (2.3GHz/16-core/125W) |  | 10136896 | 9050800 |  | Intel |  | 2-343-345
Protsessorlar | Intel Xeon-Gold 6248R (3.0GHz/24-core/205W) |  | 28052640 | 25047000 |  | Intel |  | 2-353-355
Protsessorlar | Intel Xeon Gold 6348 (2.6GHz/28-core/235W) |  | 34720224 | 31000200 |  | Intel |  | 2-361-363
Aksessuarlar | HPE DL380 G10 High Performance Fan ventilyator moduli |  | 650496 | 580800 |  | HPE |  | 2-108-114
SSD qattiq disklari | HPE 480GB / SATA / RI / SSD |  | 5217520 | 4658500 |  | HPE |  | 2-55-61
Aksessuarlar | Synology 10GbE BASE-T Ethernet tarmoq kartasi |  | 2168320 | 1936000 |  | Synology |  | 2-269-271
SSD qattiq disklari | DELL 3.84TB / SAS / RI / SSD |  | 19569088 | 17472400 |  | Dell |  | 2-56-62
Korpuslar | Dell EMC PowerEdge C6520XD (C6400 shassisida) serveri |  | 321751584 | 287278200 |  | Dell |  | 2-446-430
HDD qattiq disklari | DELL 600GB SAS 15000 rpm (2.5", SFF) qattiq diski |  | 2087008 | 1863400 |  | Dell |  | 2-40-46
Protsessorlar | Intel Xeon Gold 5317 (3.0GHz/12-core/150W) |  | 17211040 | 15367000 |  | Intel |  | 2-348-350
SSD qattiq disklari | HPE 240GB / SATA / RI / SSD |  | 3266032 | 2916100 |  | HPE |  | 2-57-63
Tezkor xotira (RAM) | Samsung 8GB DDR4-2400 UDIMM operativ xotira |  | 257488 | 229900 |  | Samsung |  | 2-76-82
Protsessorlar | Intel Xeon-Silver 4215R (3.2GHz/8-core/130W) |  | 12494944 | 11156200 |  | Intel |  | 2-339-341
Protsessorlar | Intel Xeon Gold 6342 (2.8GHz/24-core/230W) |  | 36102528 | 32234400 |  | Intel |  | 2-359-361
HDD qattiq disklari | HPE 16TB SAS 7200 rpm (3.5", LFF) qattiq diski |  | 8483552 | 7574600 |  | HPE |  | 2-45-51
Protsessorlar | Intel Xeon Gold 6346 (3.1GHz/16-core/205W) |  | 26385744 | 23558700 |  | Intel |  | 2-360-362
HDD qattiq disklari | HPE 900GB SAS 15000 rpm (2.5", SFF) qattiq diski |  | 5041344 | 4501200 |  | HPE |  | 2-50-56
SSD qattiq disklari | HPE 480GB / SATA / MU / SSD |  | 5868016 | 5239300 |  | HPE |  | 2-58-64
Aksessuarlar | HPE 544+QSFP 10/40G 2-port PCIe tarmoqli kartasi |  | 3916528 | 3496900 |  | HPE |  | 2-99-105
SSD qattiq disklari | Intel 480GB S4510 / RI / SATA / SSD |  | 1951488 | 1742400 |  | Intel |  | 2-59-65
HDD qattiq disklari | WD 6TB 7.2K SAS LFF qattiq diski |  | 1937936 | 1730300 |  | Western Digital |  | 2-49-55
SSD qattiq disklari | DELL 1.92TB / SAS / RI / SSD |  | 15652560 | 13975500 |  | Dell |  | 2-60-66
Tarkibiy qismlar | On-line uzluksiz quvvat manbai, 10 000 VA Intelligent seriyasi, AKBsiz (SNR-UPS-ONRT-10000-INTXL) |  | 12139068 | 10838454 |  | SNR |  | 2-895-785
SSD qattiq disklari | DELL 15.36TB Enterprise NVMe Read Intensive AG Drive U.2 formatdagi SSD disk |  | 26101152 | 23304600 |  |  |  | 2-551-514
Aksessuarlar | QLogic QL45212HLCU 25GbE ikkita portli SFP+ tarmoq kartasi, PCIe 3.0 x8 (SFP modulsiz) |  | 5800256 | 5178800 |  |  |  | 2-556-519
Aksessuarlar | Dell Emulex LPE36000 FC64 HBA adapteri, 2 portli, PCIe Full Height formatda |  | 21764512 | 19432600 |  | Dell |  | 2-553-516
Video kartalar | NVIDIA L40 48GB GDDR6 videokartasi |  | 131373088 | 117297400 |  | Nvidia |  | 2-502-485
SSD qattiq disklari | DELL 1.6TB / SAS / MU / SSD |  | 9716784 | 8675700 |  | Dell |  | 2-61-67
Tezkor xotira (RAM) | Samsung 32GB DDR4-2133 operativ xotira |  | 1300992 | 1161600 |  | Samsung |  | 2-79-85
Tezkor xotira (RAM) | Samsung 16GB DDR4-2666 UDIMM operativ xotira |  | 1314544 | 1173700 |  | Samsung |  | 2-83-89
Tezkor xotira (RAM) | HPE 16GB DDR4-2666 SMART Kit operativ xotira |  | 1626240 | 1452000 |  | HPE |  | 2-86-92
Tezkor xotira (RAM) | HPE 32GB DDR4-2666 operativ xotira |  | 1897280 | 1694000 |  | HPE |  | 2-89-95
Tezkor xotira (RAM) | HPE 32GB DDR4-2400 operativ xotira |  | 1626240 | 1452000 |  | HPE |  | 2-90-96
Tezkor xotira (RAM) | HPE 64GB DDR4-2933 operativ xotira |  | 5217520 | 4658500 |  | HPE |  | 2-92-98
Tezkor xotira (RAM) | HPE 16GB DDR4-3200 operativ xotira |  | 1043504 | 931700 |  | HPE |  | 2-93-99
Tezkor xotira (RAM) | HPE 16GB DDR4-3200 UDIMM operativ xotira |  | 772464 | 689700 |  | HPE |  | 2-95-101
NVME | 3.2TB PCI-e NVMe Express Flash xotira qurilmasi |  | 12088384 | 10793200 |  | Dell |  | 2-97-103
NVME | 6.4TB PCI-e NVMe Express Flash xotira qurilmasi |  | 14446432 | 12898600 |  | Dell |  | 2-98-104
Aksessuarlar | DELL 57414 2port 25GB SFP28 OCP3 tarmoqli interfeys kartasi |  | 4567024 | 4077700 |  | Dell |  | 2-102-365
Aksessuarlar | HPE DL380 Gen10 Plus 8SFF NVMe Cage (1PORT) diskli qutisi |  | 6748896 | 6025800 |  | HPE |  | 2-105-111
Quvvat ta'minoti | HPE G10 Plus 1600W Flex Slot Platinum Hot Plug Low Halogen Power Supply |  | 4567024 | 4077700 |  | HPE |  | 2-109-115
Aksessuarlar | HPE DL360 G10+ High Performance Heatsink protsessor radiatori |  | 1300992 | 1161600 |  | HPE |  | 2-111-117
Aksessuarlar | DELL 3.5" Caddy G15 |  | 271040 | 242000 |  | Dell |  | 2-119-125
Aksessuarlar | DELL TPM 2.0 Module xavfsizlik moduli |  | 2601984 | 2323200 |  | Dell |  | 2-112-118
Aksessuarlar | HPE DL380 G10 AMD High Performance Heatsink protsessor radiatori |  | 1300992 | 1161600 |  | HPE |  | 2-113-119
Aksessuarlar | DELL Perc H345 RAID Controller |  | 3916528 | 3496900 |  | Dell |  | 2-115-121
Aksessuarlar | HPE ML110/150/350 G9 Heatsink protsessor radiatori |  | 528528 | 471900 |  | HPE |  | 2-118-124
Quvvat ta'minoti | HPE 500W Flex Slot Platinum Hot Plug Low Halogen PS quvvat bloki |  | 2412256 | 2153800 |  | HPE |  | 2-120-126
Aksessuarlar | HPE 331T 4x-1Gb 4-port PCIe tarmoq adapter |  | 2615536 | 2335300 |  | HPE |  | 2-121-127
Aksessuarlar | Intel X710-DA2 SFP+ tarmoq kartasi |  | 2574880 | 2299000 |  | Intel |  | 2-122-128
Aksessuarlar | HPE 560SFP+ 10Gb 2-port PCIe tarmoq kartasi |  | 3916528 | 3496900 |  | HPE |  | 2-123-129
Aksessuarlar | HPE SN1200E 16G 2-port FC HBA Adapter |  | 11085536 | 9897800 |  | HPE |  | 2-124-130
Aksessuarlar | DELL R750 R7525 Silver High Performance Fan ventilyatori |  | 650496 | 580800 |  | Dell |  | 2-125-131
Aksessuarlar | HPE DL380 G10 Plus Max High Performance Fan ventilyator moduli |  | 975744 | 871200 |  | HPE |  | 2-127-133
Aksessuarlar | Broadcom 5720 1Gb 2-port PCIe tarmoq kartasi |  | 1951488 | 1742400 |  | Dell |  | 2-128-134
Aksessuarlar | 16Gb FC Single Channel HBA PCI-E 3.0 P9D93A SFP+ (SN1100Q) Adapter |  | 7453600 | 6655000 |  | HPE |  | 2-129-135
Aksessuarlar | HPE Broadcom BCM5719 Ethernet 1Gb 4-port BASE-T PCIe tarmoq adapteri |  | 2601984 | 2323200 |  | HPE |  | 2-131-137
Aksessuarlar | HPE Broadcom BCM57414 Ethernet 10/25Gb 2-port SFP28 tarmoq adapteri |  | 5217520 | 4658500 |  | HPE |  | 2-133-139
RAID-kontroller | HPE Smart Array E208e-p SR Gen10 12G SAS 8Ext SA PCIe apparat RAID nazoratchisi |  | 3333792 | 2976600 |  | HPE |  | 2-145-151
RAID-kontroller | HPE P408i-a SR (Ichki) 2GB kesh 12G SAS PCIe (96W batareya bilan) apparat RAID nazoratchisi |  | 6518512 | 5820100 |  | HPE |  | 2-147-153
RAID-kontroller | HPE P408e-p SR (Tashqi) 4GB kesh 12G SAS PCIe (96W batareya bilan) tashqi apparat RAID nazoratchisi |  | 6518512 | 5820100 |  | HPE |  | 2-146-152
RAID-kontroller | HPE P816i-a SR (Ichki) 4GB kesh 12G SAS PCIe (96W batareya bilan) ichki apparat RAID nazoratchisi |  | 7060592 | 6304100 |  | HPE |  | 2-148-154
RAID-kontroller | HPE DL38X Gen10 12Gb SAS Expander Card Kit kabel bilan |  | 8320928 | 7429400 |  | HPE |  | 2-149-155
RAID-kontroller | DELL PERC H755 8Gb RAID apparat RAID nazoratchisi |  | 7819504 | 6981700 |  | Dell |  | 2-150-156
RAID-kontroller | DELL PERC H355 Adapter apparat RAID nazoratchisi |  | 3753904 | 3351700 |  | Dell |  | 2-151-157
RAID-kontroller | DELL PERC H755N 8Gb RAID NVMe apparat RAID nazoratchisi |  | 7358736 | 6570300 |  | Dell |  | 2-153-159
Quvvat ta'minoti | HPE 500W Flex Slot Platinum Hot Plug quvvat bloki |  | 1937936 | 1730300 |  | HPE |  | 2-154-160
Quvvat ta'minoti | HPE 800W Flex Slot Platinum Hot Plug quvvat bloki |  | 2615536 | 2335300 |  | HPE |  | 2-156-162
Tarkibiy qismlar | On-line uzluksiz quvvat manbai 40 kVA Intelligent SNR |  | 57349760 | 51205143 |  | SNR |  | 2-884-774
Quvvat ta'minoti | Dell 2400W Platinum darajadagi quvvat bloki (PSU) |  | 8700384 | 7768200 |  |  |  | 2-564-527
Aksessuarlar | Mellanox ConnectX-5 MCX556A-ECAT 2x 100GbE QSFP28 tarmoq kartasi, PCIe x16 |  | 40656000 | 36300000 |  |  |  | 2-557-520
Aksessuarlar | ZTT LC–LC OM4/LSZH duplex 3m patch-kabel |  | 1897280 | 1694000 |  |  |  | 2-562-525
Tarkibiy qismlar | Western Digital My Book 8TB tashqi qattiq disk (USB 3.0) |  | 12142592 | 10841600 |  | Western Digital |  | 2-596-551
Aksessuarlar | Extralink DAC kabeli QSFP28, 100Gb/s, 1 metr, passiv |  | 867328 | 774400 |  |  |  | 2-560-523
Aksessuarlar | LC/UPC–SC/UPC SM G.657.A1 3 metrli optik patch-kabel |  | 108416 | 96800 |  |  |  | 2-563-526
Aksessuarlar | Dell SFP28 SR 25GbE optik moduli, 85°C gacha, barcha SFP28 portlari uchun |  | 1815968 | 1621400 |  | Dell |  | 2-559-522
Tarkibiy qismlar | SNR ELEMENT II Onlayn UPS 2000VA/2000W (PF-1.0) |  | 8253168 | 7368900 |  | SNR |  | 2-886-776
Dasturiy ta'minot litsenziyalari | VMware vSphere 8 Enterprise Plus litsenziyasi (1 ta CPU uchun) |  | 10841600 | 9680000 |  |  |  | 2-566-528
Dasturiy ta'minot litsenziyalari | VMware vCenter Server Standard + SnS 3 yilga |  | 20328000 | 18150000 |  |  |  | 2-567-529
Dasturiy ta'minot litsenziyalari | VMware vSphere SnS (yordam va obuna) – 3 yilga |  | 4065600 | 3630000 |  |  |  | 2-568-530
SSD qattiq disklari | SSD nakoplagich HPE 7.68TB SAS RI BC SED FIPS PM6 |  | 162122576 | 144752300 |  | HPE |  | 2-525-499
Aksessuarlar | C13 – C14 quvvat kabeli, 2.5 metr |  | 216832 | 193600 |  |  |  | 2-545-509
M2 SATA disklar | HPE 480GB SATA RI SSD M.2 6G xotira qurilmasi |  | 2994992 | 2674100 |  | HPE |  | 2-540-505
Protsessorlar | Intel Xeon Gold 6448H (2.4GHz / 32 yadro / 250W) |  | 157203200 | 140360000 |  | Intel |  | 2-538-503
Dasturiy ta'minot litsenziyalari | FortiGuard Enterprise Protection Bundle – 3 yillik litsenziya |  | 206966144 | 184791200 |  |  |  | 2-611-565
Aksessuarlar | HPE SN1700Q 64Gb DP FC HBA (R7N87A) adapteri — ikki portli Fibre Channel host adapter |  | 41252288 | 36832400 |  | HPE |  | 2-541-506
Aksessuarlar | HPE DL380/DL560 G11 yuqori unumli 2U sovitish (Heat Sink) to‘plami |  | 2032800 | 1815000 |  | HPE |  | 2-526-500
Aksessuarlar | Dell HBA330 tashqi boshqaruvchisi |  | 2642640 | 2359500 |  | Dell |  | 2-518-494
Tezkor xotira (RAM) | HPE P52600-001 128GB 4Rx4 PC5-4800B-R 3DS Smart to‘plami |  | 121968000 | 108900000 |  | HPE |  | 2-522-496
Quvvat ta'minoti | DELL Power Supply (1 PSU) 1100W Hot Plug, Mixed Mode, G15 uchun to‘plam |  | 3049200 | 2722500 |  | Dell |  | 2-158-164
Tezkor xotira (RAM) | Samsung 32GB DDR4-3200 operativ xotira |  | 1490720 | 1331000 |  | Samsung |  | 2-85-91
Aksessuarlar | 2.5 dan 3.5 ga o‘tkazuvchi Tray adapter |  | 121968 | 108900 |  |  |  | 2-647-585
Tarkibiy qismlar | On-line SNR Intelligent seriyali 1000 VA, 36VDC uzluksiz quvvat manbai |  | 4367945 | 3899951 |  | SNR |  | 2-893-783
Aksessuarlar | Dell uchun 3.5" qattiq disk uchun tray (salazka) |  | 124678 | 111320 |  |  |  | 2-649-586
Tarkibiy qismlar | SNR Intelligent 15 kVA (PF1.0) On-line uzluksiz quvvat manbai |  | 34715616 | 30996086 |  | SNR |  | 2-887-777
Dasturiy ta'minot litsenziyalari | HPE iLO 6 Enterprise litsenziyasi - 1 yil |  | 6098400 | 5445000 |  | HPE |  | 2-542-507
Tarkibiy qismlar | SNR SМ серия UPS uchun 15 kVA / 15 kVt quvvat moduli (SNR-UPS-ONPM-15CMX33) |  | 34594055 | 30887549 |  | SNR |  | 2-888-778
Tarkibiy qismlar | On-line uzluksiz quvvat manbai, 10 000 VA Intelligent seriyasi (SNR-UPS-ONRT-10000-INT) |  | 21357545 | 19069237 |  | SNR |  | 2-896-786
Aksessuarlar | USB garnitura Grandstream GUV3000 |  | 390298 | 348480 |  | Grandstream |  | 2-939-829
Aksessuarlar | FS 3m (10ft) 25G SFP28 passiv mis Twinax ulovchi kabel (FS switchlar uchun) |  | 596288 | 532400 |  |  |  | 2-561-524
Aksessuarlar | Brocade 64G FC SFP+ SWL (qisqa masofali) optik moduli, G720 bilan mos |  | 5068448 | 4525400 |  |  |  | 2-554-517
Aksessuarlar | Dell Networking 100GbE QSFP28 SR4 optik moduli, MPO, MMF (4x25GbE SFP28 SR rejimi) |  | 2222528 | 1984400 |  |  |  | 2-558-521
Tarkibiy qismlar | Shassi modulli uzluksiz quvvat manbai 30 kVA/30 kW, 2 modul uchun (SNR-UPS-ONRT-030-15CMX33) |  | 50616584 | 45193379 |  | SNR |  | 2-889-779
Tarkibiy qismlar | Uzluksiz quvvat manbainlai UPS SNR Intelligent 3000 VA, 96VDC |  | 11028753 | 9847101 |  | SNR |  | 2-890-780
Tarkibiy qismlar | On-line uzluksiz quvvat manbai SNR Intelligent seriyasi 2000 VA, 72VDC |  | 6753504 | 6029914 |  | SNR |  | 2-891-781
Tarkibiy qismlar | On-line uzluksiz quvvat manbai, 25 kVA (PF1.0) Intelligent seriyasi (SNR-UPS-ONRT-25-INTXL33) |  | 59850782 | 53438198 |  | SNR |  | 2-892-782
Tarkibiy qismlar | SNR ELEMENT II(E) 3000VA/2700W onlayn UPS zaxira quvvat manbai |  | 7974268 | 7119882 |  | SNR |  | 2-885-775
Video kartalar | NVIDIA RTX PRO 5000 Blackwell 72GB videokartasi |  | 171568320 | 153186000 |  | Nvidia |  | 2-1443-1143
Video kartalar | NVIDIA RTX PRO 6000 Blackwell Workstation Edition 96GB videokarta |  | 221168640 | 197472000 |  | Nvidia |  | 2-1444-1144
Quvvat ta'minoti | Cisco PWR-C1-715WAC-P= quvvat manbai bloki |  | 24800160 | 22143000 |  | Cisco |  | 2-1246-957
Aksessuarlar | Cisco HS-WL-730-BUNA-C quloqchin |  | 14912621 | 13314840 |  | Cisco |  | 2-1158-889
Quvvat ta'minoti | APC Back-UPS BE850G2-GR uzluksiz quvvat manbai |  | 3902976 | 3484800 |  | APC |  | 2-1162-893
Quvvat ta'minoti | APC UPS BE650G2-GR uzluksiz quvvat manbai |  | 2845920 | 2541000 |  | APC |  | 2-1160-891
Quvvat ta'minoti | APC Easy-UPS BV1000I-GR uzluksiz quvvat manbai |  | 1496141 | 1335840 |  | APC |  | 2-1164-894
Quvvat ta'minoti | APC Easy-UPS SR SRV1KI uzluksiz quvvat manbai |  | 5708102 | 5096520 |  | APC |  | 2-1166-896
Quvvat ta'minoti | APC BX750MI-GR uzluksiz quvvat manbai |  | 2211686 | 1974720 |  | APC |  | 2-1161-892
Aksessuarlar | Bluetooth Mono-quloqchin Jabra BlueParrott M300-XT |  | 1300992 | 1161600 |  | JABRA |  | 2-1172-902
Aksessuarlar | Jabra Evolve2 50 USB C/A UC Stereo garniturasi |  | 2910970 | 2599080 |  | JABRA |  | 2-1190-920
Aksessuarlar | Cisco CP-HS-W-522-USB simli garniturasi |  | 5447904 | 4864200 |  | Cisco |  | 2-1180-910
Aksessuarlar | Jabra BIZ 1500 Duo garniturasi |  | 1349779 | 1205160 |  | JABRA |  | 2-1181-911
Aksessuarlar | Jabra Evolve2 Buds USB-C MS simsiz quloqchinlari |  | 5529216 | 4936800 |  | JABRA |  | 2-1197-927
Aksessuarlar | Jabra Evolve2 65 Link380a MS Mono Black garniturasi |  | 3577728 | 3194400 |  | JABRA |  | 2-1194-924
Aksessuarlar | Jabra Evolve2 75 Link380a MS Stereo Black garniturasi |  | 5691840 | 5082000 |  | JABRA |  | 2-1196-926
Aksessuarlar | Jabra Evolve 20 Mono MS garniturasi |  | 780595 | 696960 |  | JABRA |  | 2-1184-914
Aksessuarlar | Jabra EVOLVE 20 MS Stereo USB-C garniturasi |  | 894432 | 798600 |  | JABRA |  | 2-1186-916
Quvvat ta'minoti | APC Easy-UPS BV650I-GR uzluksiz quvvat manbai |  | 845645 | 755040 |  | APC |  | 2-1165-895
Aksessuarlar | Jabra Evolve 20 USB C/A MS Stereo garniturasi |  | 943219 | 842160 |  | JABRA |  | 2-1187-917
Aksessuarlar | Jabra Evolve 20 USB C/A UC Stereo naushniklari |  | 943219 | 842160 |  | JABRA |  | 2-1188-918
Aksessuarlar | Jabra Evolve2 55 USB-A UC Stereo garniturasi |  | 3724090 | 3325080 |  | JABRA |  | 2-1191-921
Aksessuarlar | Jabra Evolve2 65 Flex Link380a MS Stereo garniturasi |  | 4862458 | 4341480 |  | JABRA |  | 2-1193-923
Aksessuarlar | Jabra Evolve2 55 Link380c MS Stereo garniturasi |  | 3724090 | 3325080 |  | JABRA |  | 2-1192-922
Aksessuarlar | Jabra Evolve2 65 Link380a MS Stereo Black garniturasi |  | 4114387 | 3673560 |  | JABRA |  | 2-1195-925
Aksessuarlar | Jabra Evolve2 40 SE USB-A UC Stereo garniturasi |  | 2341786 | 2090880 |  | JABRA |  | 2-1189-919
Aksessuarlar | Ubiquiti UACC-Rack-Panel-Blank-1U rack uchun yopuvchi panel |  | 478792 | 427493 | 394702 | UniFi UBIQUITI |  | 2-1390-1090
Aksessuarlar | Jabra PanaCast USB Cable USB 3.0 2 m USB-C dan USB-A ga ulash kabeli |  | 422822 | 377520 |  | JABRA |  | 2-1205-935
Quvvat ta'minoti | APC Back-UPS BX950MI-GR uzluksiz quvvat manbai |  | 2829658 | 2526480 |  | APC |  | 2-1163-942
Aksessuarlar | APC Strip PZ42IZ-GR tarmoq filtri |  | 536659 | 479160 |  | APC |  | 2-1171-901
Aksessuarlar | Jabra BIZ 2300 Duo garniturasi |  | 2114112 | 1887600 |  | JABRA |  | 2-1182-912
Aksessuarlar | Jabra EVOLVE 10 Stereo garniturasi |  | 650496 | 580800 |  | JABRA |  | 2-1183-913
Aksessuarlar | Jabra EVOLVE 20 MS Stereo garniturasi |  | 894432 | 798600 |  | JABRA |  | 2-1185-915
Aksessuarlar | Jabra PanaCast Table Stand Stol usti o'rnatgichi |  | 1057056 | 943800 |  | JABRA |  | 2-1203-933
Aksessuarlar | Jabra PanaCast USB Cable USB 2.0 5m USB-C dan USB-A ga ulash kabeli |  | 748070 | 667920 |  | JABRA |  | 2-1204-934
Tarkibiy qismlar | Jabra PanaCast Wall Mount devor o‘rnatgichi |  | 748070 | 667920 |  | JABRA |  | 2-1206-936
Quvvat ta'minoti | Grandstream POWER SUPPLY 5V-0.6A quvvat manbai |  | 113837 | 101640 |  | Grandstream |  | 2-911-801
Aksessuarlar | Jabra PanaCast 50 Screen Mount VESA ekran o‘rnatgichi |  | 1675027 | 1495560 |  | JABRA |  | 2-1200-930
Aksessuarlar | Ubiquiti UACC-Rack-Panel-Brush-1U rack panel (1U kabel boshqaruvi uchun cho‘tka paneli) |  | 781273 | 697565 | 643962 | UniFi UBIQUITI |  | 2-1391-1091
Aksessuarlar | Jabra GN 1200 CC (88011-99) garnituralar uchun ulanish kabeli |  | 569184 | 508200 |  | JABRA |  | 2-1235-946
Tarkibiy qismlar | Grandstream GRP_WM_A GRP260x seriyali telefonlar uchun devor kronshteyni |  | 97574 | 87120 |  | Grandstream |  | 2-1237-948
Tarkibiy qismlar | Grandstream GRP_WM_S GRP2612 va GRP2613 telefonlar uchun devorga o‘rnatish moslamasi |  | 97574 | 87120 |  | Grandstream |  | 2-1238-949
Aksessuarlar | Cisco CS-MIC-TABLE-J= garniturasi — (Cisco konferensiya tizimlari uchun stol mikrofon) |  | 10963568 | 9788900 |  | Cisco |  | 2-1258-969
Tarkibiy qismlar | Cisco CAB-USBC-4M-GR= kabeli |  | 1165472 | 1040600 |  | Cisco |  | 2-1261-972
Quvvat ta'minoti | APC E3SUPS40KHB UPS (ichki batareyalar uchun) |  | 148557024 | 132640200 |  | APC |  | 2-1262-973
Aksessuarlar | Jabra PanaCast 50 Wall Mount Black devor o‘rnatgichi |  | 764333 | 682440 |  | JABRA |  | 2-1201-931
Video kartalar | NVIDIA RTX PRO 5000 Blackwell 48GB videokartasi |  | 125356000 | 111925000 |  | Nvidia |  | 2-1442-1142

## Tarmoq qurilmalari
Kategoriya | Mahsulot nomi | Kafolat | QQS bilan narxi | QQSsiz narxi | 5 dona dan | Brend | Saytda | SKU
Switchlar | 2+ darajali boshqariladigan kommutator SNR-S5110G-48TX |  | 5732496 | 5118300 |  | SNR |  | 4-447-431
Switchlar | HPE Aruba IOn 1930 JL684B 24G 4SFP+ PoE 370W kommutatori |  | 10367280 | 9256500 |  | HPE |  | 4-172-174
Switchlar | Grandstream GWN7703 kommutatori |  | 1447354 | 1292280 |  | Grandstream |  | 4-963-852
Kopar patch kordlar | Patch-kabel Cat 5e, FTP, RJ45, 26AWG, 7/0.16 Cu, 2.00 m, LSZH, Kulrang |  | 135520 | 121000 |  | Intel |  | 4-257-259
Switchlar | HPE Aruba IOn 1960 JL808A 48G 2XGT 2SFP+ kommutatori |  | 17644704 | 15754200 |  | HPE |  | 4-168-170
Kopar patch kordlar | Patch-kabel Cat 5e, FTP, RJ45, 26AWG, 7/0.16 Cu, 3.00 m, LSZH, kulrang |  | 135520 | 121000 |  | Intel |  | 4-258-375
Kopar patch kordlar | Patch-kabel Cat 6, FTP, RJ45, 26AWG, 7/0.16 Cu, 5.00 m, LSZH, kulrang |  | 135520 | 121000 |  | Intel |  | 4-263-264
Tarmoq qurilmalari | Ubiquiti UACC-DAC-SFP10-3M tarmoq kabeli |  | 428514 | 382602 | 353078 | UniFi UBIQUITI |  | 4-1381-1081
Tarmoqqa biriktirilgan xotira (NAS) va ma'lumotlarni saqlash tizimlari (DSS) | Tarmoqli saqlash qurilmasi (NAS) Synology DS1522+ |  | 13579104 | 12124200 |  | Synology |  | 4-267-269
Switchlar | Boshqariladigan kommutator Grandsteam GWN7710R |  | 1918963 | 1713360 |  | Grandstream |  | 4-965-854
Switchlar | Ubiquiti EdgeSwitch-48-500W kommutatori |  | 13508769 | 12061401 | 11133573 | UniFi UBIQUITI |  | 4-1345-1045
Tarmoqqa biriktirilgan xotira (NAS) va ma'lumotlarni saqlash tizimlari (DSS) | Tarmoqli saqlash qurilmasi (NAS) Synology DS1819+ |  | 18945696 | 16915800 |  | Synology |  | 4-272-274
Switchlar | Boshqariladigan kommutator Ubiquiti UniFi Switch 48 USW-48-EU |  | 7399392 | 6606600 |  | UniFi UBIQUITI |  | 4-189-191
Switchlar | 3-darajali boshqariladigan kommutator SNR-S2995G-24TX-UPS |  | 11370128 | 10151900 |  | SNR |  | 4-452-436
Switchlar | 2-darajali boshqariladigan kommutator SNR-S2982G-8T |  | 2108420 | 1882518 |  | SNR |  | 4-424-408
Tarmoqqa biriktirilgan xotira (NAS) va ma'lumotlarni saqlash tizimlari (DSS) | Tarmoqli saqlash qurilmasi (NAS) Synology RS820RP+ |  | 18986352 | 16952100 |  | Synology |  | 4-280-282
Switchlar | 2-darajali boshqariladigan kommutator SNR-S2982G-24TE |  | 3293136 | 2940300 | 2707375 | SNR |  | 4-425-409
Switchlar | 2-darajali boshqariladigan kommutator SNR-S2982G-24TE-UPS |  | 3753904 | 3351700 |  | SNR |  | 4-428-412
Telekommunikatsiya shkaflari | 32 unitli shkaf 600x800x1610mm – 500kg |  | 6166160 | 5505500 |  |  |  | 4-504-486
Tarmoqqa biriktirilgan xotira (NAS) va ma'lumotlarni saqlash tizimlari (DSS) | Tarmoqli saqlash qurilmasi (NAS) Synology DS220J |  | 3388000 | 3025000 |  | Synology |  | 4-274-276
Tarmoqqa biriktirilgan xotira (NAS) va ma'lumotlarni saqlash tizimlari (DSS) | Tarmoqli saqlash qurilmasi (NAS) Synology DS420+ |  | 10651872 | 9510600 |  | Synology |  | 4-275-277
Switchlar | 2-darajali boshqariladigan kommutator SNR-S2989G-24TX-2AC |  | 4716096 | 4210800 |  | SNR |  | 4-434-418
Switchlar | 2+ darajali boshqariladigan kommutator SNR-S5110G-24TX |  | 3401552 | 3037100 |  | SNR |  | 4-438-422
Tarmoqqa biriktirilgan xotira (NAS) va ma'lumotlarni saqlash tizimlari (DSS) | Tarmoqli saqlash qurilmasi (NAS) Synology DS423+ |  | 9039184 | 8070700 |  | Synology |  | 4-265-267
Switchlar | 3-darajali boshqariladigan kommutator SNR-S4650X-48FQ |  | 167150639 | 149241642 |  | SNR |  | 4-441-425
Tarmoqqa biriktirilgan xotira (NAS) va ma'lumotlarni saqlash tizimlari (DSS) | Tarmoqli saqlash qurilmasi (NAS) Synology DS220+ |  | 4919376 | 4392300 |  | Synology |  | 4-264-266
Switchlar | Ko‘p xizmatli Ubiquiti UniFi Dream Machine Pro UDM-Pro shlyuzi |  | 6955971 | 6210688 | 5732980 | UniFi UBIQUITI |  | 4-310-312
Switchlar | HPE Aruba IOn 1960 JL809A 48G 2XGT 2SFP+ PoE 600W kommutatori |  | 32375728 | 28906900 |  | HPE |  | 4-167-169
Switchlar | Boshqariladigan kommutator HPE Aruba 2930F JL255A 24G PoE+ 4SFP+ |  | 23987040 | 21417000 |  | HPE |  | 4-169-171
Switchlar | HPE Aruba IOn 1930 JL686B 48G 4SFP+ PoE 370W kommutatori |  | 11099088 | 9909900 |  | HPE |  | 4-173-175
Switchlar | Boshqariladigan kommutator Ubiquiti UniFi Switch 24 PoE US-24-250W |  | 10557008 | 9425900 |  | UniFi UBIQUITI |  | 4-182-184
Switchlar | Boshqariladigan kommutator Ubiquiti UniFi Switch 8 PoE US-8-150W |  | 3672592 | 3279100 |  | UniFi UBIQUITI |  | 4-184-186
Switchlar | Boshqariladigan kommutator Ubiquiti UniFi Switch 16 PoE US-16-150W |  | 5664736 | 5057800 |  | UniFi UBIQUITI |  | 4-181-183
Switchlar | Boshqariladigan kommutator Ubiquiti UniFi Switch 24 USW-24-EU |  | 4363744 | 3896200 |  | UniFi UBIQUITI |  | 4-188-190
Tarmoqqa biriktirilgan xotira (NAS) va ma'lumotlarni saqlash tizimlari (DSS) | Tarmoqli saqlash qurilmasi (NAS) Synology FlashStation FS6400 |  | 191733696 | 171190800 |  | Synology |  | 4-277-279
Switchlar | 3-darajali boshqariladigan kommutator SNR-S300X-24FQ-2AC |  | 61105968 | 54558900 |  | SNR |  | 4-463-447
Kopar patch kordlar | Patch-kabel Cat 5e, FTP, RJ45, 26AWG, 7/0.16 Cu, 1.00 m, LSZH, Kulrang |  | 135520 | 121000 |  | Intel |  | 4-256-258
Kopar patch kordlar | Patch-kabel Cat 6, FTP, RJ45, 26AWG, 7/0.16 Cu, 1.00 m, LSZH, kulrang |  | 135520 | 121000 |  | Intel |  | 4-260-261
Switchlar | H3C L2 S1850-28P 28-portli 24GE+4SFP tarmoq kommutatori |  | 2737504 | 2444200 |  | H3C |  | 4-196-198
Switchlar | H3C L2 S5130S-28S-LI 24 ta G va 4 ta 1G/10G SFP+ portli boshqariladigan tarmoq kommutatori |  | 3455760 | 3085500 |  | H3C |  | 4-201-203
Switchlar | H3C L2 S1850V2-28X 24G va 4 ta 1G/10G BASE-X SFP+ portli boshqariladigan tarmoq kommutatori |  | 5082000 | 4537500 |  | H3C |  | 4-199-201
Switchlar | H3C L2 S5120V2-28P-PWR-LI 24 ta Gbit + 4 ta SFP + PoE (185W) portli boshqariladigan tarmoq kommutatori |  | 5325936 | 4755300 |  | H3C |  | 4-205-207
Switchlar | Boshqariladigan kommutator Ubiquiti UniFi Switch 48 PoE USW-48-POE-EU |  | 10422301 | 9305626 | 8696875 | UniFi UBIQUITI |  | 4-187-189
Switchlar | Ubiquiti USW-Pro-XG-24-PoE boshqariladigan kommutatori |  | 30747591 | 27453206 | 25341393 | UniFi UBIQUITI |  | 4-1435-1135
Switchlar | H3C L2 S5024PV3-EI-PWR 24 ta Gbit + PoE + 4 ta SFP portli boshqariladigan tarmoq kommutatori |  | 4607680 | 4114000 |  | H3C |  | 4-204-206
Switchlar | H3C L2 S5024PV3-EI boshqariladigan tarmoq kommutatori — 24 ta Gbit port va 4 ta SFP port bilan |  | 3333792 | 2976600 |  | H3C |  | 4-216-218
Tarmoq qurilmalari | Ubiquiti U-Cable-Patch-3M-RJ45-White patch-kabeli |  | 58003 | 51788 | 47795 | UniFi UBIQUITI |  | 4-1402-1102
Switchlar | 2-darajali boshqariladigan kommutator SNR-S2962-24T |  | 1734656 | 1548800 |  | SNR |  | 4-420-404
Switchlar | Boshqariladigan kommutator Ubiquiti UniFi Switch 48 PoE US-48-500W |  | 15598352 | 13927100 |  | UniFi UBIQUITI |  | 4-183-185
Switchlar | Fortinet FortiSwitch 424E boshqariladigan kommutatori |  | 32023376 | 28592300 |  | Fortinet |  | 4-609-563
Switchlar | Dell EMC Networking S5248F-ON kommutatori |  | 75891200 | 67760000 |  | Dell |  | 4-570-531
Switchlar | Boshqariladigan kommutator Grandstream GWN7801 |  | 1740077 | 1553640 |  | Grandstream |  | 4-966-855
Switchlar | Boshqariladigan kommutator Ubiquiti UniFi Switch 48 USW-PRO-48-EU |  | 11586960 | 10345500 |  | UniFi UBIQUITI |  | 4-191-193
Switchlar | Boshqariladigan kommutator Ubiquiti UniFi Switch 24 USW-PRO-24-EU |  | 7887264 | 7042200 |  | UniFi UBIQUITI |  | 4-190-192
Switchlar | Boshqariladigan Kommutator Grandstream GWN7801P |  | 2715821 | 2424840 |  | Grandstream |  | 4-967-856
Switchlar | 2-darajali boshqariladigan kommutator SNR-S2985G-24TC |  | 3008544 | 2686200 |  | SNR |  | 4-426-410
Tarmoqqa biriktirilgan xotira (NAS) va ma'lumotlarni saqlash tizimlari (DSS) | Tarmoqli saqlash qurilmasi (NAS) Synology DS920+ |  | 10096240 | 9014500 |  | Synology |  | 4-276-278
Switchlar | H3C L2 S1850-52P 52 portli 48GE+4SFP tarmoq kommutatori |  | 5095552 | 4549600 |  | H3C |  | 4-197-199
Tarmoq qurilmalari | Ubiquiti ETH-SP-G2 chaqmoqdan himoya qurilmasi |  | 226860 | 202554 | 186945 | UniFi UBIQUITI |  | 4-1346-1046
Kopar patch kordlar | Patch-kabel Cat 6, FTP, RJ45, 26AWG, 7/0.16 Cu, 2.00 m, LSZH, kulrang |  | 135520 | 121000 |  | Intel |  | 4-261-262
Switchlar | H3C L2 S5120V2-20P-LI 16 ta G va 4 ta SFP portli boshqariladigan tarmoq kommutatori |  | 2669744 | 2383700 |  | H3C |  | 4-200-202
Switchlar | H3C L2 S1850-28P-PWR 28 portli (24 ta GE + 4 ta SFP + PoE AC) boshqariladigan tarmoq kommutatori |  | 5624080 | 5021500 |  | H3C |  | 4-206-208
Switchlar | Zyxel GS1350-26HP boshqariladigan tarmoq kommutatori — 24 ta gigabit port, 2 ta SFP port va PoE funksiyasi bilan |  | 10638320 | 9498500 |  | Zyxel |  | 4-224-226
Switchlar | 2-darajali boshqariladigan kommutator SNR-S2985G-48T |  | 6193806 | 5530184 |  | SNR |  | 4-430-414
Switchlar | Boshqariladigan kommutator Grandstream GWN7802 |  | 2927232 | 2613600 |  | Grandstream |  | 4-968-857
Tarmoqqa biriktirilgan xotira (NAS) va ma'lumotlarni saqlash tizimlari (DSS) | Tarmoqli saqlash qurilmasi (NAS) Synology DS1821+ |  | 18674656 | 16673800 |  | Synology |  | 4-273-275
Tarmoqqa biriktirilgan xotira (NAS) va ma'lumotlarni saqlash tizimlari (DSS) | Tarmoqli saqlash qurilmasi (NAS) Synology RackStation RS2423+ |  | 39449872 | 35223100 |  | Synology |  | 4-279-281
Switchlar | 2-darajali boshqariladigan POE kommutator SNR-S2985G-8T-POE |  | 3401552 | 3037100 |  | SNR |  | 4-472-456
Tarmoq qurilmalari | 2U gacha bo‘lgan stoykali qurilmalar uchun ray to‘plami |  | 677600 | 605000 |  |  |  | 4-282-284
Switchlar | Boshqariladigan kommutator Grandstream GWN7802P |  | 4537210 | 4051080 |  | Grandstream |  | 4-969-858
Switchlar | H3C L3 S5560S-52F-EI 48 ta Gbit SFP, 2 ta GE Combo port va 4 ta 1G/10G SFP+ portli boshqariladigan uchinchi darajali tarmoq kommutatori |  | 11383680 | 10164000 |  | H3C |  | 4-207-209
Switchlar | Boshqariladigan kommutator Grandstream GWN7803 |  | 3447629 | 3078240 |  | Grandstream |  | 4-970-859
Switchlar | H3C L2 S1850V2-10P-EI 8 ta GE va 2 ta SFP portli boshqariladigan tarmoq kommutatori |  | 2236080 | 1996500 |  | H3C |  | 4-198-200
Switchlar | 3-darajali boshqariladigan kommutator SNR-S3850G-24TX |  | 14094080 | 12584000 |  | SNR |  | 4-453-437
Switchlar | UniFi Switch Pro 48 PoE USW-Pro-48-POE boshqariladigan tarmoq kommutatori |  | 18246955 | 16291924 | 15038727 | UniFi UBIQUITI |  | 4-195-197
Switchlar | 2-darajali boshqariladigan POE kommutator SNR-S2982G-24T-POE |  | 6884823 | 6147163 | 5488560 | SNR |  | 4-473-457
Switchlar | 3-darajali boshqariladigan kommutator SNR-S4350X-24FC |  | 72909760 | 65098000 |  | SNR |  | 4-456-440
Kopar patch kordlar | Patch-kabel Cat 5e, FTP, RJ45, 26AWG, 7/0.16 Cu, 5.00 m, LSZH, kulrang |  | 135520 | 121000 |  | Intel |  | 4-259-260
Switchlar | 3-darajali boshqariladigan kommutator SNR-S3850G-24FX |  | 11858000 | 10587500 |  | SNR |  | 4-460-444
Kopar patch kordlar | Patch-kabel Cat 6, FTP, RJ45, 26AWG, 7/0.16 Cu, 3.00 m, LSZH, kulrang |  | 135520 | 121000 |  | Intel |  | 4-262-263
Switchlar | 2-darajali boshqariladigan kommutator SNR-S2990X-24FQ-2AC |  | 44613184 | 39833200 |  | SNR |  | 4-464-448
Switchlar | 3-darajali boshqariladigan kommutator SNR-S7550Y-48C |  | 198672320 | 177386000 |  | SNR |  | 4-468-452
Switchlar | H3C S5560S-52S-SI boshqariladigan tarmoq kommutatori — 48 ta Gbit port va 4 ta 1G/10G SFP+ port bilan |  | 8320928 | 7429400 |  | H3C |  | 4-214-216
Switchlar | Boshqariladigan kommutator HPE Aruba 2930F JL256A 48G PoE+ 4SFP+ |  | 36509088 | 32597400 |  | HPE |  | 4-161-165
Switchlar | 2-darajali boshqariladigan POE kommutator SNR-S2200G-8T-POE |  | 2503868 | 2235596 |  | SNR |  | 4-471-455
Switchlar | 2+ darajali boshqariladigan PoE kommutator SNR-S5210G-24TX-POE |  | 6852704 | 6118486 |  | SNR |  | 4-475-459
Switchlar | 3-darajali boshqariladigan PoE kommutator SNR-S2995G-48TX-POE-POE |  | 23509196 | 20990354 | 19617125 | SNR |  | 4-480-464
Switchlar | 2+ darajali boshqariladigan PoE kommutator SNR-S5310G-48TX-POE |  | 13836592 | 12354100 |  | SNR |  | 4-481-465
Switchlar | Коммутатор Zyxel GS-105B V3 5G Switch |  | 555632 | 496100 |  | Zyxel |  | 4-219-221
Switchlar | 2-darajali boshqariladigan PoE kommutator SNR-S2989G-24TX-POE |  | 8961260 | 8001125 |  | SNR |  | 4-476-460
Switchlar | 2-darajali boshqariladigan PoE kommutator SNR-S2989G-48TX-POE |  | 16465680 | 14701500 |  | SNR |  | 4-479-463
Switchlar | Dell Connectrix B-Series G720 kommutatori (SAN tarmoq uchun) |  | 10841600 | 9680000 |  | Dell |  | 4-578-537
Switchlar | Boshqariladigan kommutator HPE Aruba 6100 JL676A 48G 4SFP+ |  | 47513312 | 42422600 |  | HPE |  | 4-163-166
Tarmoqqa biriktirilgan xotira (NAS) va ma'lumotlarni saqlash tizimlari (DSS) | Tarmoqli saqlash qurilmasi (NAS) Synology DS1621+ |  | 17522736 | 15645300 |  | Synology |  | 4-268-270
Switchlar | L2+ darajali boshqariladigan kommutator Ruijie Reyee RG-NBS5100-24GT4SFP |  | 4390848 | 3920400 |  | Reyee |  | 4-492-476
Switchlar | L2+ darajali boshqariladigan kommutator Ruijie Reyee RG-NBS5200-48GT4XS |  | 9188256 | 8203800 |  | Reyee |  | 4-494-478
Switchlar | H3C L3 S6520X-26C-SI boshqariladigan darajadagi 3-tarmoq kommutatori — 24 ta 1G/10G SFP+ port va 1 ta modul sloti bilan |  | 21832272 | 19493100 |  | H3C |  | 4-215-217
Switchlar | Ubiquiti UniFi Switch Enterprise 8 PoE kommutatori (USW-Enterprise-8-PoE) |  | 8165758 | 7290855 | 6730020 | UniFi UBIQUITI |  | 4-1425-1125
Switchlar | HPE Aruba IOn 1960 JL807A 24G PoE 2XGT 2SFP+ 370W kommutatori |  | 20029856 | 17883800 |  | HPE |  | 4-166-168
Switchlar | Boshqarilmaydigan POE kommutator SNR-S1904GP-2S |  | 1449522 | 1294216 |  | SNR |  | 4-482-466
Switchlar | Boshqariladigan kommutator Grandstream GWN7803P |  | 5203968 | 4646400 |  | Grandstream |  | 4-971-860
Tarmoq qurilmalari | Ubiquiti LiteBeam 5AC Gen 2 (LBE-5AC-Gen2) radiomost |  | 1033340 | 922625 | 851598 | UniFi UBIQUITI |  | 4-1348-1048
Tarmoqqa biriktirilgan xotira (NAS) va ma'lumotlarni saqlash tizimlari (DSS) | Tarmoqli saqlash qurilmasi (NAS) Synology DS923+ |  | 10638320 | 9498500 |  | Synology |  | 4-266-268
Switchlar | 2-darajali boshqariladigan kommutator SNR-S2985G-24T-UPS |  | 3821664 | 3412200 |  | SNR |  | 4-429-413
Tarmoqqa biriktirilgan xotira (NAS) va ma'lumotlarni saqlash tizimlari (DSS) | Tarmoqli saqlash qurilmasi (NAS) Synology DS1019+ |  | 13321616 | 11894300 |  | Synology |  | 4-270-272
Switchlar | H3C L3 S6520X-16XT-SI boshqariladigan 3-darajali tarmoq kommutatori — 14 ta 1G/2.5G/5G/10G port va 2 ta 1G/10G SFP+ port bilan |  | 20151824 | 17992700 |  | H3C |  | 4-218-220
Switchlar | 2+ darajali boshqariladigan kommutator SNR-S2990-16X |  | 33558682 | 29963109 |  | SNR |  | 4-436-420
Switchlar | HPE Aruba IOn 1930 JL683B 24G 4SFP+ PoE 195W kommutatori |  | 8171856 | 7296300 |  | HPE |  | 4-171-173
Switchlar | H3C L2 S5170-28S-EI boshqariladigan tarmoq kommutatori — 24 ta Gbit port, PoE qo‘llab-quvvatlovi va 4 ta SFP port bilan |  | 6247472 | 5578100 |  | H3C |  | 4-217-219
Switchlar | Ubiquiti UniFi Switch Flex Mini 5 dona boshqariladigan tarmoq kommutatorlari to‘plami |  | 3211824 | 2867700 |  | UniFi UBIQUITI |  | 4-192-194
Switchlar | Boshqariladigan kommutator Ubiquiti UniFi Switch 16 PoE USW-16-POE-EU |  | 5829257 | 5204694 | 4864200 | UniFi UBIQUITI |  | 4-185-187
Switchlar | Boshqariladigan kommutator Ubiquiti UniFi Switch 24 PoE USW-24-POE-EU |  | 7360498 | 6571873 | 6141960 | UniFi UBIQUITI |  | 4-186-188
Switchlar | L2+ darajali boshqariladigan kommutator Ruijie Reyee RG-NBS3100-8GT2SFP |  | 1937936 | 1730300 |  | Reyee |  | 4-488-472
Switchlar | H3C L2 S5170-54S-EI boshqariladigan tarmoq kommutatori — 48 ta Gbit port va 6 ta SFP port bilan |  | 8944320 | 7986000 |  | H3C |  | 4-212-214
Switchlar | H3C S5120V3-28P-LI L3 darajadagi boshqariladigan tarmoq kommutatori — 24 ta Gbit va 4 ta SFP port bilan |  | 4458608 | 3980900 |  | H3C |  | 4-208-210
Switchlar | 2+ darajali boshqariladigan kommutator SNR-S5310G-48TX-2AC |  | 7695910 | 6871348 |  | SNR |  | 4-444-428
Switchlar | H3C L2 S5170-54S-PWR-EI boshqariladigan PoE tarmoq kommutatori — 48 ta Gbit port, 6 ta SFP port bilan |  | 12847296 | 11470800 |  | H3C |  | 4-213-215
Switchlar | L2+ darajali boshqariladigan kommutator Ruijie Reyee RG-NBS3200-24GT4XS-NBS3200-24GT4XS |  | 11112640 | 9922000 |  | Reyee |  | 4-489-473
Switchlar | L2+ darajali boshqariladigan PoE kommutator Ruijie Reyee RG-NBS5100-24GT4SFP-P |  | 9012080 | 8046500 |  | Reyee |  | 4-493-477
Switchlar | Boshqariladigan kommutator Grandstream GWN7806 |  | 6830208 | 6098400 |  | Grandstream |  | 4-972-861
Tarmoqqa biriktirilgan xotira (NAS) va ma'lumotlarni saqlash tizimlari (DSS) | Tarmoqli saqlash qurilmasi (NAS) Synology DS1520+ |  | 10692528 | 9546900 |  | Synology |  | 4-271-273
Switchlar | 2-darajali boshqariladigan kommutator SNR-S2962-24T-UPS |  | 2437869 | 2176669 |  | SNR |  | 4-421-405
Switchlar | HPE Aruba IOn 1960 JL806A 24G 2XGT 2SFP+ kommutatori |  | 11749584 | 10490700 |  | HPE |  | 4-165-167
Switchlar | 2-darajali boshqariladigan kommutator SNR-S2982G-24TE-DC |  | 3558349 | 3177097 |  | SNR |  | 4-427-411
Switchlar | 2+ darajali boshqariladigan kommutator SNR-S5210G-24TX |  | 3689939 | 3294588 |  | SNR |  | 4-431-415
Switchlar | 2-darajali boshqariladigan kommutator SNR-S2989G-48TX |  | 6925072 | 6183100 |  | SNR |  | 4-433-417
Switchlar | Boshqariladigan kommutator HPE Aruba 2930F JL261A 24G PoE + 4SFP |  | 15395072 | 13745600 |  | HPE |  | 4-160-10
Switchlar | 2+ darajali boshqariladigan kommutator SNR-S5210G-8TX |  | 2503868 | 2235596 |  | SNR |  | 4-439-423
Switchlar | 2+ darajali boshqariladigan kommutator SNR-S5210X-8F |  | 3426352 | 3059243 |  | SNR |  | 4-440-424
Switchlar | 2+ darajali boshqariladigan kommutator SNR-S5310G-48TX |  | 6586272 | 5880600 |  | SNR |  | 4-442-426
Switchlar | 2+ darajali boshqariladigan kommutator SNR-S5210G-24TX-UPS |  | 4216976 | 3765157 |  | SNR |  | 4-448-432
Switchlar | 2+ darajali boshqariladigan kommutator SNR-S5210G-24FX |  | 5664736 | 5057800 |  | SNR |  | 4-449-433
Switchlar | Boshqarilmaydigan POE kommutator SNR-S1908GP-2S |  | 1713108 | 1529561 |  | SNR |  | 4-483-467
Switchlar | 3-darajali boshqariladigan kommutator SNR-S2995G-24TX-RPS |  | 7860160 | 7018000 |  | SNR |  | 4-451-435
Switchlar | 3-darajali boshqariladigan kommutator SNR-S3850G-48TX |  | 21141120 | 18876000 |  | SNR |  | 4-454-438
Switchlar | 3-darajali boshqariladigan kommutator SNR-S4350X-48FC |  | 111804000 | 99825000 |  | SNR |  | 4-455-439
Switchlar | 3-darajali boshqariladigan kommutator SNR-S2995G-48TX |  | 17183936 | 15342800 |  | SNR |  | 4-457-441
Switchlar | 3-darajali boshqariladigan kommutator SNR-S2995G-48TX-RPS |  | 10272416 | 9171800 |  | SNR |  | 4-458-442
Switchlar | 3-darajali boshqariladigan kommutator SNR-S300G-24FX (quvvat bloklarisiz) |  | 35357168 | 31568900 |  | SNR |  | 4-459-443
Switchlar | 3-darajali boshqariladigan kommutator SNR-S4650X-48FQ |  | 145684000 | 130075000 |  | SNR |  | 4-462-446
Switchlar | 3-darajali boshqariladigan kommutator SNR-S300X-24FQ |  | 59967600 | 53542500 |  | SNR |  | 4-465-449
Switchlar | 3-darajali boshqariladigan kommutator SNR-S400X-24FC-2AC |  | 38148880 | 34061500 |  | SNR |  | 4-467-451
Telekommunikatsiya shkaflari | Devoriy termo shkaf 400x400x250 mm, IP65 (isitish, iqlim nazorati) |  | 3647385 | 3256594 |  | SNR |  | 4-898-788
Switchlar | 3-darajali boshqariladigan kommutator SNR-S2995G-48FX |  | 14496168 | 12943007 |  | SNR |  | 4-469-453
Switchlar | 3-darajali boshqariladigan kommutator SNR-S2995G-24FX |  | 7906914 | 7059745 |  | SNR |  | 4-470-454
Switchlar | 3-darajali boshqariladigan POE kommutator SNR-S2995G-24TX-POE |  | 13990814 | 12491798 | 10784125 | SNR |  | 4-477-461
Switchlar | 2-darajali boshqariladigan kommutator SNR-S2990X-24FQ |  | 36834336 | 32887800 |  | SNR |  | 4-466-450
Switchlar | 2-darajali boshqariladigan POE kommutator SNR-S2985G-24T-POE-E |  | 9422435 | 8412888 |  | SNR |  | 4-474-458
Switchlar | 2-darajali boshqariladigan PoE kommutator SNR-S2989G-24TX-POE-2AC |  | 8402240 | 7502000 |  | SNR |  | 4-478-462
Switchlar | L2+ darajali boshqariladigan kommutator Ruijie Reyee RG-NBS3200-48GT4XS |  | 10231760 | 9135500 |  | Reyee |  | 4-490-474
Switchlar | SNR-S2995G-24TX |  | 5800256 | 5178800 | 4840000 | SNR |  | 4-450-434
Switchlar | SNR-S2995G-12FX 3-darajali boshqariladigan kommutator |  | 4612423 | 4118235 |  | SNR |  | 4-600-555
Switchlar | Boshqariladigan kommutator HPE Aruba 6100 JL677A 24G 4SFP+ PoE 370W |  | 39449872 | 35223100 |  | HPE |  | 4-162-108
Switchlar | Boshqariladigan kommutator HPE Aruba 2930F JL262A 48G PoE+ 4SFP |  | 26968480 | 24079000 |  | HPE |  | 4-170-172
Switchlar | Boshqariladigan kommutator Ubiquiti EdgeSwitch 8 PoE ES-8-150W |  | 3767456 | 3363800 |  | UniFi UBIQUITI |  | 4-179-181
Switchlar | H3C L2 S5170-28S-HPWR-EI boshqariladigan PoE tarmoq kommutatori — 24 ta Gbit port, 4 ta SFP port bilan |  | 8171856 | 7296300 |  | H3C |  | 4-211-213
Switchlar | Zyxel GS1008HP 8-portli tarmoq kommutatori — 8 ta gigabit port va PoE funksiyasi bilan |  | 1260336 | 1125300 |  | Zyxel |  | 4-220-222
Switchlar | Zyxel GS1300-10HP tarmoq kommutatori — 8 ta gigabit port, 1 ta SFP port va PoE qo‘llab-quvvatlovi bilan |  | 3550624 | 3170200 |  | Zyxel |  | 4-221-223
Switchlar | Zyxel GS1350-12HP tarmoq kommutatori — 10 ta gigabit port, 2 ta SFP port va PoE funksiyasi bilan |  | 4932928 | 4404400 |  | Zyxel |  | 4-222-224
Switchlar | Zyxel GS1350-18HP tarmoq kommutatori — 16 ta gigabit port, 2 ta SFP port va PoE funksiyasi bilan |  | 7263872 | 6485600 |  | Zyxel |  | 4-223-225
Switchlar | Zyxel GS1350-6HP 5G Zyxel GS1350-6HP boshqariladigan tarmoq kommutatori — 5 ta gigabit port, 1 ta SFP port va PoE funksiyasi bilanPoE Switch |  | 2642640 | 2359500 |  | Zyxel |  | 4-225-227
Switchlar | Ubiquiti USW-Flex-2.5G-8 kommutatori |  | 3225918 | 2880284 | 2658733 | UniFi UBIQUITI |  | 4-1426-1126
Switchlar | Dell EMC Networking N2248PX-ON boshqariladigan kommutatori |  | 20328000 | 18150000 |  |  |  | 4-575-535
Switchlar | 2-darajali boshqariladigan kommutator SNR-S2982G-24TE-REF |  | 3157616 | 2819300 |  | SNR |  | 4-818-757
Switchlar | SNR-S2989G-8TX-POE 2-darajali PoE boshqariladigan kommutator |  | 4607680 | 4114000 |  | SNR |  | 4-819-758
Switchlar | Ubiquiti UniFi Switch Pro XG 48 PoE boshqariladigan kommutatori |  | 43449880 | 38794536 | 35810313 | UniFi UBIQUITI |  | 4-1436-1136
Switchlar | SNR-S2989G-8TX 2-darajali boshqariladigan kommutator |  | 2635593 | 2353208 |  | SNR |  | 4-820-759
Switchlar | Grandstream GWN7813 boshqariladigan kommutatori |  | 4293274 | 3833280 |  | Grandstream |  | 4-976-865
Switchlar | MikroTik CRS112-8P-4S-IN PoE Kommutator |  | 3100020 | 2767875 | 2554915 | Mikrotik |  | 4-1299-1006
Switchlar | Grandstream GWN7816 kommutatori |  | 8911795 | 7956960 |  | Grandstream |  | 4-978-867
Switchlar | Boshqariladigan kommutator Grandstream GWN7816P |  | 17286931 | 15434760 |  | Grandstream |  | 4-979-868
Switchlar | SNR-S2989G-24TX-UPS 2-darajali boshqariladigan kommutator |  | 5337184 | 4765343 |  | SNR |  | 4-826-760
Switchlar | SNR-S2982G-24T-POE-E 2-darajali PoE boshqariladigan kommutator |  | 9158848 | 8177543 |  | SNR |  | 4-827-761
Switchlar | SNR-S215Gi-8T-POE 2-darajali sanoat PoE boshqariladigan kommutator |  | 3953389 | 3529812 |  | SNR |  | 4-828-762
Switchlar | SNR-S1908G-2S boshqarilmaydigan kommutator |  | 752272 | 671671 |  | SNR |  | 4-835-767
Switchlar | SNR-S1904G-2S boshqarilmaydigan kommutator |  | 658898 | 588302 |  | SNR |  | 4-836-768
Switchlar | MikroTik CRS317-1G-16S+RM kommutatori |  | 7157624 | 6390736 | 5899113 | Mikrotik |  | 4-1300-1007
Tarmoq qurilmalari | Ubiquiti NanoStation Loco M5 tashqi kirish nuqtasi |  | 1008133 | 900119 | 830907 | UniFi UBIQUITI |  | 4-1351-1051
Switchlar | 2 darajali boshqariladigan kommutator SNR-S2989G-24TX |  | 4216976 | 3765157 |  | SNR |  | 4-432-416
Switchlar | Kommutator MikroTik CRS318-16P-2S+OUT |  | 4082947 | 3645488 | 3365010 | Mikrotik |  | 4-1301-1008
Switchlar | Ubiquiti UniFi USW-Pro-XG-Aggregation kommutatori |  | 42996295 | 38389549 | 35436423 | UniFi UBIQUITI |  | 4-1437-1137
Tarmoq qurilmalari | Ubiquiti UVC-Ai-Dome-W IP kuzatuv kamerasi |  | 7258451 | 6480760 | 5982240 | UniFi UBIQUITI |  | 4-1441-1141
Tarmoq qurilmalari | Ubiquiti G6 PTZ White kamerasi (UVC-G6-PTZ-W) |  | 7359278 | 6570784 | 6065367 | UniFi UBIQUITI |  | 4-1451-1151
Switchlar | MikroTik CRS326-24S+2Q+RM kommutatori |  | 8316998 | 7425891 | 6854650 | Mikrotik |  | 4-1302-1009
Tarmoq qurilmalari | Ubiquiti U-Cable-Patch-0.1M RJ45-Blue patch kabeli ko‘k |  | 55428 | 49489 | 45738 | UniFi UBIQUITI |  | 4-1396-1096
Telekommunikatsiya shkaflari | Telekommunikatsion devor shkafi 12U, 600x600x635 (KxChxB) |  | 2078741 | 1856019 |  | SNR |  | 4-897-787
Switchlar | Boshqarilmaydigan kommutator SNR-S1904G-1S |  | 527037 | 470569 |  | SNR |  | 4-881-769
Switchlar | MikroTik CRS328-24P-4S+RM kommutatori |  | 7812864 | 6975771 | 6439257 | Mikrotik |  | 4-1303-1010
Tarmoq qurilmalari | Ubiquiti UACC-OM-MM-10G-D-2 optik transiveri |  | 781273 | 697565 | 643962 | UniFi UBIQUITI |  | 4-1383-1083
Switchlar | SNR-S1100G-8T boshqarilmaydigan kommutator |  | 305327 | 272613 |  | SNR |  | 4-829-763
Switchlar | MikroTik CRS328-4C-20S-4S+RM комmutator |  | 6754452 | 6030761 | 5566847 | Mikrotik |  | 4-1304-1011
Switchlar | SNR-S1908-1GS boshqarilmaydigan kommutator |  | 649818 | 580195 |  | SNR |  | 4-832-766
Switchlar | SNR-S1100G-5T boshqarilmaydigan kommutator |  | 216832 | 193600 |  | SNR |  | 4-830-764
Switchlar | SNR-S1000-8T boshqarilmaydigan kommutator |  | 159236 | 142175 |  | SNR |  | 4-831-765
Switchlar | Tarmoq kommutatori Grandstream GWN7700 |  | 227674 | 203280 |  | Grandstream |  | 4-953-842
Switchlar | Boshqarilmaydigan kommutator Grandstream GWN7700P |  | 715546 | 638880 |  | Grandstream |  | 4-954-843
Switchlar | Boshqarilmaydigan multi-gigabit kommutatori Grandsteam GWN7701M |  | 1366042 | 1219680 |  | Grandstream |  | 4-956-845
Switchlar | Kommutator Mikrotik CRS354-48P-4S+2Q+RM |  | 13962490 | 12466509 | 11507463 | Mikrotik |  | 4-1305-1012
Switchlar | Boshqarilmaydigan kommutator Grandstream GWN7701P |  | 894432 | 798600 |  | Grandstream |  | 4-957-846
Switchlar | Grandstream GWN7702 kommutatori |  | 1187155 | 1059960 |  | Grandstream |  | 4-959-848
Switchlar | Grandstream GWN7702(P) kommutatori |  | 2179162 | 1945680 |  | Grandstream |  | 4-960-849
Tarmoq qurilmalari | Ubiquiti Inc. UniFi G6 Turret (UVC-G6-TURRET-W) videokamera |  | 3629226 | 3240380 | 2991120 | UniFi UBIQUITI |  | 4-1452-1152
Switchlar | Kommutator Grandstream GWN7706 |  | 4179437 | 3731640 |  | Grandstream |  | 4-964-853
Switchlar | Grandstream GWN7812P boshqariladigan kommutatori |  | 5269018 | 4704480 |  | Grandstream |  | 4-975-864
Switchlar | Boshqariladigan kommutatori Grandstream GWN7811P |  | 3561466 | 3179880 |  | Grandstream |  | 4-974-863
Switchlar | Mikrotik CRS510-8XS-2XQ-IN kommutatori |  | 13912077 | 12421497 | 11465960 | Mikrotik |  | 4-1306-1013
Switchlar | Boshqariladigan kommutator Grandstream GWN7813P |  | 7740902 | 6911520 |  | Grandstream |  | 4-977-866
Switchlar | Boshqariladigan kommutator Grandstream GWN7832 |  | 5008819 | 4472160 |  | Grandstream |  | 4-980-869
Switchlar | MikroTik CRS418-8P-8G-2S+RM kommutatori |  | 6653625 | 5940737 | 5483720 | Mikrotik |  | 4-1307-1014
Switchlar | Ubiquiti NanoSwitch (N-SW) kommutatori |  | 680446 | 607541 | 560835 | UniFi UBIQUITI |  | 4-1357-1057
Tarmoq qurilmalari | SFP transiver Ubiquiti UACC-OM-MM-1G-D-2 |  | 428514 | 382602 | 353078 | UniFi UBIQUITI |  | 4-1384-1084
Switchlar | MikroTik CRS520-4XS-16XQ-RM kommutatori |  | 30747591 | 27453206 | 25341393 | Mikrotik |  | 4-1308-1015
Tarmoq qurilmalari | Ubiquiti POE-24-12W-G quvvat bloki (24V, 0.5A, Gigabit) |  | 226860 | 202554 | 186945 | UniFi UBIQUITI |  | 4-1359-1059
Switchlar | Ubiquiti UniFi Switch Lite 16 PoE kommutatori |  | 3528399 | 3150356 | 2907993 | UniFi UBIQUITI |  | 4-1427-1127
Tarmoq qurilmalari | Ubiquiti POE-24-12W-5 quvvat bloki |  | 176447 | 157542 | 145442 | UniFi UBIQUITI |  | 4-1360-1060
Tarmoq qurilmalari | Ubiquiti U-Cable-Patch-0.1M-RJ45-White RJ45 patch kabel |  | 55428 | 49489 | 45738 | UniFi UBIQUITI |  | 4-1397-1097
Tarmoq qurilmalari | Ubiquiti UniFi Network Video Recorder Pro (UNVR-Pro) tarmoq videoregistratori |  | 9274718 | 8280998 | 7643933 | UniFi UBIQUITI |  | 4-1414-1114
Tarmoq qurilmalari | Ubiquiti UACC-OM-SM-10G-D (10G SFP+ bir modli optik transiver) |  | 1738993 | 1552672 | 1433245 | UniFi UBIQUITI |  | 4-1386-1086
Tarmoq qurilmalari | Ubiquiti U-Cable-Patch-5M-RJ45-White patch-kabli |  | 131048 | 117007 | 108053 | UniFi UBIQUITI |  | 4-1403-1103
Tarmoq qurilmalari | Ubiquiti UniFi PoE++ adapteri (U-POE++) |  | 503999 | 449999 | 415393 | UniFi UBIQUITI |  | 4-1415-1115
Tarmoq qurilmalari | Ubiquiti POE-24-24W-G tarmoq qurilmalari uchun quvvat manbai |  | 252067 | 225060 | 207757 | UniFi UBIQUITI |  | 4-1362-1062
Tarmoq qurilmalari | Ubiquiti UACC-OM-SM-10G-D (20-pack) transiveri |  | 831686 | 742577 | 685465 | UniFi UBIQUITI |  | 4-1387-1087
Tarmoq qurilmalari | Ubiquiti UniFi PoE+ (30W) PoE adapteri |  | 327687 | 292578 | 270072 | UniFi UBIQUITI |  | 4-1416-1116
Tarmoq qurilmalari | Ubiquiti POE-48-24W-G quvvat manbai – POE qurilmalar uchun ishonchli yechim |  | 277274 | 247566 | 228448 | UniFi UBIQUITI |  | 4-1363-1063
Tarmoq qurilmalari | Ubiquiti Cloud Gateway Max (UCG-Max) shlyuzi |  | 4486119 | 4005463 | 3697397 | UniFi UBIQUITI |  | 4-1405-1105
Tarmoq qurilmalari | Ubiquiti UniFi PoE-AT (U-POE-at) PoE adapteri |  | 327687 | 292578 | 270072 | UniFi UBIQUITI |  | 4-1417-1117
Switchlar | Ubiquiti USW-Pro-8-PoE kommutatori |  | 5191771 | 4635510 | 4278923 | UniFi UBIQUITI |  | 4-1430-1130
Tarmoq qurilmalari | Ubiquiti RocketDish 5G-30 Light Weight (RD-5G30-LW) antennasi |  | 2091887 | 1867756 | 1724008 | UniFi UBIQUITI |  | 4-1365-1065
Tarmoq qurilmalari | Ubiquiti U-Cable-Patch-0.3M-RJ45-Black патч-кабели |  | 65592 | 58564 | 53966 | UniFi UBIQUITI |  | 4-1398-1098
Tarmoq qurilmalari | Ubiquiti UCG-Ultra (Cloud Gateway Ultra) shlyuzi |  | 4839013 | 4320547 | 3988160 | UniFi UBIQUITI |  | 4-1406-1106
Switchlar | Cisco Catalyst C9200L-24P-4G-E kommutatori |  | 52215856 | 46621300 |  | Cisco |  | 4-1247-958
Tarmoq qurilmalari | Ubiquiti UniFi USP-RPS uzluksiz quvvatlash tizimi |  | 7485312 | 6683314 | 6169185 | UniFi UBIQUITI |  | 4-1418-1118
Tarmoq qurilmalari | APC Easy UPS SRV10KRIRK – uzluksiz quvvat manbai |  | 57455059 | 51299160 |  | APC |  | 4-1167-897
Tarmoq qurilmalari | APC Smart-UPS SRT1500RMXLI-NC uzluksiz quvvat manbai |  | 34671437 | 30956640 |  | APC |  | 4-1169-899
Tarmoq qurilmalari | APC Easy UPS SR SRV1KRIRK uzluksiz quvvat manbai |  | 7350605 | 6563040 |  | APC |  | 4-1168-898
Switchlar | Ubiquiti UniFi Switch 16 PoE (USW-16-POE) kommutator |  | 5015324 | 4477968 | 4133602 | UniFi UBIQUITI |  | 4-1419-1119
Switchlar | Ubiquiti UniFi Switch 24 PoE (USW-24-POE) kommutatori |  | 6603212 | 5895725 | 5442217 | UniFi UBIQUITI |  | 4-1420-1120
Tarmoq qurilmalari | IP-kamera Ubiquiti UniFi Protect AI Pro UVC-Ai-Pro-B |  | 9173891 | 8190974 | 7560927 | UniFi UBIQUITI |  | 4-1445-1145
Tarmoq qurilmalari | APC Easy UPS SR SRV3KRIRK uzluksiz quvvat manbai |  | 13644154 | 12182280 |  | APC |  | 4-1170-900
Tarmoq qurilmalari | APC Easy UPS SR SRV6KRIRK uzluksiz quvvat manbai |  | 38086541 | 34005840 |  | APC |  | 4-1175-905
Tarmoq qurilmalari | Cisco HS-W-322-C-USB garniturasi |  | 3691565 | 3296040 |  | Cisco |  | 4-1179-909
Tarmoq qurilmalari | Ubiquiti U-Cable-Patch-0.3M-RJ45-Blue RJ45 patch kabeli |  | 65592 | 58564 | 53966 | UniFi UBIQUITI |  | 4-1399-1099
Tarmoq qurilmalari | Jabra PanaCast (8100-119) veb-kamerasi |  | 10164000 | 9075000 |  | JABRA |  | 4-1198-928
Tarmoq qurilmalari | Ubiquiti UniFi Cloud Key Gen2 Plus (UCK-G2-SSD) kontrolleri |  | 4183638 | 3735391 | 3448137 | UniFi UBIQUITI |  | 4-1407-1107
Tarmoq qurilmalari | 1-fazali APC AP9544 Easy UPS uchun tarmoq kartasi |  | 222795 | 198924 |  | APC |  | 4-1210-940
Tarmoq qurilmalari | SFP+ Modul MikroTik S+AO0005 – yuqori tezlikli tarmoq yechimi |  | 831686 | 742577 | 685465 | Mikrotik |  | 4-1334-1035
Switchlar | Ubiquiti Unifi Switch 48 PoE boshqariladigan kommutatori |  | 9879544 | 8821021 | 8142453 | UniFi UBIQUITI |  | 4-1421-1121
Tarmoq qurilmalari | Ubiquiti Dream Machine Pro Max (UDM-Pro-Max) shlyuzi |  | 10484369 | 9361044 | 8640973 | UniFi UBIQUITI |  | 4-1409-1109
Switchlar | Ubiquiti UniFi Switch Aggregation (USW-Aggregation) kommutatori |  | 5141358 | 4590498 | 4237420 | UniFi UBIQUITI |  | 4-1422-1122
Switchlar | Ubiquiti UniFi Switch Aggregation Pro |  | 15373795 | 13726603 | 12670757 | UniFi UBIQUITI |  | 4-1431-1131
Tarmoq qurilmalari | Ubiquiti U-Cable-Patch-0.3M-RJ45-White patch-kabeli |  | 65592 | 58564 | 53966 | UniFi UBIQUITI |  | 4-1400-1100
Switchlar | Cisco C1000-24T-4X-L kommutatori |  | 48380640 | 43197000 |  | Cisco |  | 4-1248-959
Tarmoq qurilmalari | MikroTik XQ+DA0001 kabeli |  | 630032 | 562529 | 519332 | Mikrotik |  | 4-1338-1039
Switchlar | Grandstream GWN7830 tarmoq kommutatori |  | 3388000 | 3025000 |  | Grandstream |  | 4-1269-980
Tarmoq qurilmalari | Grandstream GXW4232 IP shlyuz |  | 18685498 | 16683480 |  | Grandstream |  | 4-1273-984
Switchlar | Cisco CBS220-48FP-4X-EU kommutatori |  | 51389184 | 45883200 |  | Cisco |  | 4-1157-888
Switchlar | Boshqariladigan kommutator Fortinet FortiSwitch FS-108F-FPOE 8G 2SFP PoE |  | 10570560 | 9438000 |  | Fortinet |  | 4-175-177
Switchlar | Cisco C9300-24T-E kommutatori |  | 94050880 | 83974000 |  | Cisco |  | 4-1249-960
Tarmoq qurilmalari | Veb-kamera Jabra PanaCast 20 |  | 4878720 | 4356000 |  | JABRA |  | 4-1199-929
Tarmoq qurilmalari | To'g'ridan-to'g'ri ulanish kabeli MikroTik XQ+DA0003 |  | 831686 | 742577 | 685465 | Mikrotik |  | 4-1339-1040
Switchlar | Ubiquiti USW-Pro-Max-24-PoE Kommutatori |  | 11794983 | 10531235 | 9721140 | UniFi UBIQUITI |  | 4-1433-1133
Tarmoq qurilmalari | MikroTik XS+DA0001 to‘g‘ridan-to‘g‘ri ulanish kabeli |  | 478792 | 427493 | 394702 | Mikrotik |  | 4-1340-1041
Tarmoq qurilmalari | Easy UPS 3S uchun batareyalar to'plami (qatori) |  | 19650400 | 17545000 |  | APC |  | 4-1233-944
Switchlar | Grandstream GWN7831 boshqariladigan kommutator |  | 6830208 | 6098400 |  | Grandstream |  | 4-1270-981
Switchlar | Grandstream GWN7806P boshqariladigan kommutatori |  | 10472986 | 9350880 |  | Grandstream |  | 4-973-862
Tarmoq qurilmalari | Ubiquiti U-Cable-Patch-1M-RJ45-White patch kabel |  | 58003 | 51788 | 47795 | UniFi UBIQUITI |  | 4-1401-1101
Switchlar | Boshqarilmaydigan kommutator Grandstream GWN7701 |  | 357773 | 319440 |  | Grandstream |  | 4-955-844
Switchlar | Kommutator Grandstream GWN7701PA |  | 1561190 | 1393920 |  | Grandstream |  | 4-958-847
Tarmoq qurilmalari | Grandstream PoE+ 24 Вt injektor (gigabit, 48V/500mA EU adapter) |  | 422822 | 377520 |  | Grandstream |  | 4-1243-954
Tarmoq qurilmalari | Cisco STACK-T1-50CM interfeys kabeli kommutatorlarni steklash uchun |  | 2081587 | 1858560 |  | Cisco |  | 4-1244-955
Switchlar | Cisco CBS220-24FP-4X-EU kommutatori |  | 17902192 | 15984100 |  | Cisco |  | 4-1245-956
Switchlar | Cisco Catalyst C9300L-48P-4X-E kommutatori |  | 184984800 | 165165000 |  | Cisco |  | 4-1250-961
Tarmoq qurilmalari | Cisco C9200L-STACK-KIT steklash moduli |  | 25626832 | 22881100 |  | Cisco |  | 4-1254-965
Tarmoq qurilmalari | Cisco CS-KIT-K9 videokonferensiya tizimi |  | 113397715 | 101247960 |  | Cisco |  | 4-1260-971
Switchlar | Ubiquiti UniFi USW-Ultra-210W kommutatori |  | 3477985 | 3105344 | 2866490 | UniFi UBIQUITI |  | 4-1438-1138
Tarmoq qurilmalari | To‘g‘ridan-to‘g‘ri ulanish kabeli MikroTik XS+DA0003 |  | 680446 | 607541 | 560835 | Mikrotik |  | 4-1341-1042
Tarmoq qurilmalari | Kabel Ubiquiti UACC-DAC-SFP10-0.5M |  | 327687 | 292578 | 270072 | UniFi UBIQUITI |  | 4-1379-1079
Switchlar | Ubiquiti UniFi USW-Enterprise-24-PoE kommutatori |  | 13307115 | 11881353 | 10967440 | UniFi UBIQUITI |  | 4-1423-1123
Switchlar | Ubiquiti UniFi USW-PRO-XG-10-POE tarmoq kommutatori |  | 12651876 | 11296318 | 10427417 | UniFi UBIQUITI |  | 4-1434-1134
Tarmoq qurilmalari | Ubiquiti UACC-DAC-SFP10-1M kabeli |  | 327687 | 292578 | 270072 | UniFi UBIQUITI |  | 4-1380-1080
Tarmoq qurilmalari | Ubiquiti UniFi Network Video Recorder (UNVR) tarmoq videoregistratori |  | 5746319 | 5130642 | 4735940 | UniFi UBIQUITI |  | 4-1413-1113
Switchlar | Ubiquiti UniFi Enterprise 48 PoE (USW-Enterprise-48-PoE) kommutatori |  | 27118365 | 24212826 | 22350273 | UniFi UBIQUITI |  | 4-1424-1124
Tarmoq qurilmalari | Ubiquiti UVC-AI-Theta-Pro IP-kamerasi |  | 6199904 | 5535629 | 5109830 | UniFi UBIQUITI |  | 4-1446-1146
Switchlar | Ubiquiti UniFi Switch Lite 8 PoE kommutatori |  | 2066680 | 1845250 | 1703317 | UniFi UBIQUITI |  | 4-1428-1128
Switchlar | Ubiquiti UniFi Switch Pro 24 PoE (USW-Pro-24-PoE) kommutatori |  | 11794983 | 10531235 | 9721140 | UniFi UBIQUITI |  | 4-1429-1129
Switchlar | Ubiquiti USW-Pro-HD-24-PoE kommutatori — L3 boshqariladigan svich |  | 16835514 | 15031709 | 13875433 | UniFi UBIQUITI |  | 4-1432-1132
Tarmoq qurilmalari | Ubiquiti UVC-AI-Pro-W IP-kamerasi |  | 9173891 | 8190974 | 7560927 | UniFi UBIQUITI |  | 4-1447-1147
Tarmoq qurilmalari | Ubiquiti UniFi Video Camera G5 Flex (UVC-G5-Flex) IP-kamerasi |  | 2318612 | 2070189 | 1910953 | UniFi UBIQUITI |  | 4-1448-1148

## Routerlar
Kategoriya | Mahsulot nomi | Kafolat | QQS bilan narxi | QQSsiz narxi | 5 dona dan | Brend | Saytda | SKU
Routerlar | MikroTik CCR1009-7G-1C-1S+PC marshrutizatori — 9 portli, yuqori unumli professional tarmoq yo‘riqnoma |  | 8198960 | 7320500 |  | Mikrotik |  | 8-239-241
Routerlar | MikroTik RB951Ui-2HnD Wi-Fi marshrutizatori — 2.4GHz, 5 ta LAN port, yuqori quvvatli simsiz router |  | 856893 | 765083 | 706277 | Mikrotik |  | 8-244-246
Routerlar | Ubiquiti EdgeRouter X SFP marshrutizatori |  | 1639792 | 1464100 |  | UniFi UBIQUITI |  | 8-178-180
Routerlar | Ubiquiti UniFi Cloud Gateway Ultra UCG-Ultra marshrutizatori |  | 2087008 | 1863400 |  | UniFi UBIQUITI |  | 8-308-310
Routerlar | UniFi Dream Machine Special Edition marshrutizatori |  | 9066288 | 8094900 |  | UniFi UBIQUITI |  | 8-311-313
Routerlar | MikroTik RB3011UiAS-RM marshrutizatori — 10 portli, yuqori unumli rackmount tarmoq yo‘riqnoma |  | 2683296 | 2395800 |  | Mikrotik |  | 8-234-236
Routerlar | MikroTik CCR1036-12G-4S-EM marshrutizatori — 36 yadroli, 12xGigabit, 4xSFP portli yuqori unumli tarmoq yo‘riqnoma |  | 21466368 | 19166400 |  | Mikrotik |  | 8-236-238
Routerlar | MikroTik CCR2116-12G-4S+ marshrutizatori — 12xGigabit, 4x10G SFP+, 16 yadroli kuchli rackmount tarmoq yo‘riqnoma |  | 13861663 | 12376485 | 11424457 | Mikrotik |  | 8-241-243
Routerlar | Mikrotik L009UiGS-RM marshrutizatori |  | 1663372 | 1485154 | 1370930 | Mikrotik |  | 8-511-489
Routerlar | MikroTik CCR1009-7G-1C-1S+ marshrutizatori — 9 portli, kuchli rackmount tarmoq yo‘riqnoma SFP+ bilan |  | 8022784 | 7163200 |  | Mikrotik |  | 8-240-242
Routerlar | MikroTik hAP RB951Ui-2nD Wi-Fi marshrutizatori — 2.4GHz Wi-Fi, 5xLAN portli, PoE qo‘llab-quvvatlovchi uy routeri |  | 677600 | 605000 |  | Mikrotik |  | 8-243-245
Routerlar | MikroTik hAP ac lite RB952Ui-5ac2nD Wi-Fi marshrutizatori — 2.4GHz va 5GHz dual-band, 5xLAN portli, PoE qo‘llab-quvvatlovchi router |  | 933868 | 833811 | 779240 | Mikrotik |  | 8-246-248
Routerlar | Wi-Fi marshrutizatori Ubiquiti UniFi Dream Router UDR |  | 4214672 | 3763100 |  | UniFi UBIQUITI |  | 8-309-311
Routerlar | Boshqariladigan PoE kommutator Ruijie Reyee RG-ES205GC-P |  | 921536 | 822800 |  | Reyee |  | 8-484-468
Routerlar | MikroTik RB2011UiAS-RM marshrutizatori — 5 ta Fast Ethernet va 5 ta Gigabit portli rackmount tarmoq yo‘riqnoma |  | 1815968 | 1621400 |  | Mikrotik |  | 8-232-234
Routerlar | MikroTik CCR2004-1G-12S+2XS marshrutizatori |  | 8266584 | 7380879 | 6813147 | Mikrotik |  | 8-367-372
Routerlar | MikroTik hEX RB750Gr3 marshrutizatori |  | 867328 | 774400 |  | Mikrotik |  | 8-368-373
Routerlar | Simsiz kirish nuqtasi MikroTik hAP ax² |  | 1436512 | 1282600 | 1183985 | Mikrotik |  | 8-1294-1001
Routerlar | MikroTik hAP lite Classic RB941-2nD Wi-Fi marshrutizatori — 2.4GHz, 4 ta LAN portli, ixcham va qulay uy routeri |  | 379456 | 338800 |  | Mikrotik |  | 8-249-251
Routerlar | MikroTik hAP lite TC RB941-2nD-TC Wi-Fi marshrutizatori — 2.4GHz, 4 ta LAN port, vertikal korpusli ixcham router |  | 450197 | 401962 | 375705 | Mikrotik |  | 8-250-252
Routerlar | MikroTik hAP ax³ Wi-Fi routeri (C53UiG+5HPaxD2HPaxD) |  | 1991060 | 1777732 | 1641002 | Mikrotik |  | 8-1295-1002
Routerlar | MikroTik cAP ax simsiz ulanish nuqtasi (cAPGi-5HaxD2HaxD) |  | 1940646 | 1732720 | 1599378 | Mikrotik |  | 8-1296-1003
Routerlar | Mikrotik CCR2004-16G-2S+ marshrutizatori |  | 6552799 | 5850713 | 5400593 | Mikrotik |  | 8-1297-1004
Routerlar | PoE-marshrutizator Ruijie Reyee RG-EG210G-P |  | 2507120 | 2238500 |  | Reyee |  | 8-486-470
Routerlar | Kommutator Ruijie Reyee RG-ES209GC-P |  | 1734656 | 1548800 |  | Reyee |  | 8-485-469
Routerlar | L2 darajali boshqariladigan kommutator Ruijie Reyee RG-ES224GC |  | 2276736 | 2032800 |  | Reyee |  | 8-487-471
Routerlar | Wi-Fi router MikroTik RB2011UiAS-2HnD-IN — ko‘p portli, kuchli simsiz tarmoq yo‘riqnoma |  | 1829520 | 1633500 |  | Mikrotik |  | 8-233-235
Routerlar | MikroTik RB4011iGS+RM marshrutizatori — kuchli 10-portli rackmount tarmoq yo‘riqnoma SFP+ port bilan |  | 3074813 | 2745369 | 2534103 | Mikrotik |  | 8-235-237
Routerlar | MikroTik RB1100Dx4 Dude Edition marshrutizatori — 13 portli, kuchli rackmount yo‘riqnoma Dude monitoring tizimi bilan |  | 5469045 | 4883076 | 4507492 | Mikrotik |  | 8-238-240
Routerlar | MikroTik RB951G-2HnD Wi-Fi marshrutizatori — 5xGigabit portli, 2.4GHz simsiz router, PoE qo‘llab-quvvatlovchi |  | 1531376 | 1367300 |  | Mikrotik |  | 8-245-247
Routerlar | MikroTik hEX PoE RB960PGS marshrutizatori — 5xGigabit PoE portli, 1xSFP slotli, kommutatsiyalangan tarmoq yo‘riqnoma |  | 1246784 | 1113200 |  | Mikrotik |  | 8-247-249
Routerlar | MikroTik hAP mini RB931-2nD Wi-Fi marshrutizatori — 2.4GHz, 3 ta portli, ixcham va byudjet uy routeri |  | 352352 | 314600 |  | Mikrotik |  | 8-251-253
Routerlar | Grandstream GWN7002 yo‘naltirgichi |  | 1187155 | 1059960 |  | Grandstream |  | 8-940-830
Routerlar | Grandstream GWN7062E marshrutizatori |  | 894432 | 798600 |  | Grandstream |  | 8-941-831
Routerlar | Mikrotik CCR2216-1G-12XS-2XQ marshrutizatori |  | 39316656 | 35104157 | 32403800 | Mikrotik |  | 8-1298-1005
Routerlar | MikroTik E60iUGS (hEX S 2025 version) marshrutizatori |  | 1134167 | 1012649 | 934725 | Mikrotik |  | 8-1309-1016
Routerlar | MikroTik hAP ax S (E62iUGS-2axD5axT) marshrutizatori |  | 1134167 | 1012649 | 934725 | Mikrotik |  | 8-1310-1017
Routerlar | MikroTik Chateau PRO ax (H53UiG-5HaxQ2HaxQ) marshrutizatori |  | 2999193 | 2677851 | 2471788 | Mikrotik |  | 8-1311-1018
Routerlar | MikroTik L009UiGS-2HaxD-IN yo'naltirgichi (router) |  | 1839820 | 1642696 | 1516372 | Mikrotik |  | 8-1318-1019
Routerlar | Ubiquiti Cloud Gateway Fiber marshrutizatori |  | 4839013 | 4320547 | 3988160 | UniFi UBIQUITI |  | 8-1404-1104
Routerlar | MikroTik mANTBox ax 15s (L22UGS-5HaxD2HaxD-15S) kirish nuqtasi |  | 2570679 | 2295249 | 2118710 | Mikrotik |  | 8-1320-1021
Routerlar | MikroTik hAP ax lite LTE6 kirish nuqtasi (L41G-2axD&FG621-EA) |  | 1713786 | 1530166 | 1412433 | Mikrotik |  | 8-1321-1022
Routerlar | MIKROTIK hAP ax lite LTE6 kit (L41G-2axD) simsiz Wi-Fi 6 va LTE6 bilan |  | 856893 | 765083 | 706277 | Mikrotik |  | 8-1322-1023
Routerlar | MikroTik RB1100AHx4 marshrutizatori — 13 ta Gigabit portli, 4 yadroli, rackmount tarmoq yo‘riqnoma |  | 4334878 | 3870427 | 3572767 | Mikrotik |  | 8-237-239
Routerlar | Marshrutizator MikroTik RB5009UG+S+IN |  | 3074813 | 2745369 | 2534103 | Mikrotik |  | 8-1324-1025
Routerlar | MikroTik RB5009UPr+S+IN marshrutizatori |  | 4133224 | 3690379 | 3406513 | Mikrotik |  | 8-1325-1026
Routerlar | MikroTik hEX (RB750Gr3) routeri |  | 831686 | 742577 | 685465 | Mikrotik |  | 8-1326-1027
Routerlar | Marshrutizator MikroTik hEX lite (RB750r2) |  | 680446 | 607541 | 560835 | Mikrotik |  | 8-1327-1028
Routerlar | MikroTik hAP lite TC (RB941-2nD-TC) yo'naltirgichi |  | 352894 | 315084 | 290763 | Mikrotik |  | 8-1328-1029
Routerlar | MikroTik hAP ac 3 (RBD53iG-5HacD2HnD) marshrutizatori |  | 1587752 | 1417636 | 1308615 | Mikrotik |  | 8-1330-1031
Routerlar | Ubiquiti Next-Gen Gateway Lite (UXG-Lite) marshrutizatori |  | 1612959 | 1440142 | 1329427 | UniFi UBIQUITI |  | 8-1454-1154
Routerlar | Ubiquiti Dream Machine (UDM) routeri |  | 5292598 | 4725534 | 4362050 | UniFi UBIQUITI |  | 8-1408-1108
Routerlar | Wi-Fi router MikroTik wAP ax (wAPG-5HaxD2HaxD) |  | 1285407 | 1147685 | 1059355 | Mikrotik |  | 8-1337-1038
Routerlar | Ubiquiti Dream Machine Special Edition (UDM-SE) marshrutizatori |  | 8417825 | 7515915 | 6937777 | UniFi UBIQUITI |  | 8-1411-1111
Routerlar | Cisco C8200-1N-4T marshrutizatori |  | 71446144 | 63791200 |  | Cisco |  | 8-1252-963
Routerlar | Ubiquiti UniFi Dream Router (UDR7) yo'naltirgichi |  | 4839013 | 4320547 | 3988160 | UniFi UBIQUITI |  | 8-1412-1112
Routerlar | Cisco Catalyst C8200L-1N-4T marshrutizatori |  | 31738784 | 28338200 |  | Cisco |  | 8-1256-967
Routerlar | MikroTik hEX S RB760iGS marshrutizatori — 5xGigabit portli, SFP slotli, kompaktnaya SOHO tarmoq yo‘riqnoma |  | 1134167 | 1012649 | 934725 | Mikrotik |  | 8-242-244
Routerlar | Grandstream GWN7001 marshrutizatori |  | 1008269 | 900240 |  | Grandstream |  | 8-1263-974
Routerlar | Grandstream GWN7003 marshrutizatori |  | 1802416 | 1609300 |  | Grandstream |  | 8-1264-975
Routerlar | Ubiquiti EdgeRouter (ER-X-SFP) marshrutizatori |  | 1436512 | 1282600 | 1183985 | UniFi UBIQUITI |  | 8-1344-1044

## Printerlar va komplekt qismlar
Kategoriya | Mahsulot nomi | Kafolat | QQS bilan narxi | QQSsiz narxi | 5 dona dan | Brend | Saytda | SKU
Printerlar va komplekt qismlar | Canon C-EXV 1001 Toner (B, C, M, Y, 5761C001AA) |  | 23377200 | 20872500 |  | Canon |  | 55-1288-999
Printerlar va komplekt qismlar | Canon Cassette Feeding Unit-AY1 qo'shimcha kassetasi |  | 16940000 | 15125000 |  | Canon |  | 55-1289-1000
Printerlar va komplekt qismlar | Canon image PROGRAF TX-4200 oqimli plotter |  | 60984000 | 54450000 |  | Canon |  | 55-1285-996
Printerlar va komplekt qismlar | Canon imageRUNNER 2930i (5975C005AA) ko‘p funksiyali printer |  | 44044000 | 39325000 |  | Canon |  | 55-1268-979
Printerlar va komplekt qismlar | Canon uskunalari uchun WIRELESS LAN BOARD-F1 5984C001AA moduli |  | 2202200 | 1966250 |  | Canon |  | 55-1278-989
Printerlar va komplekt qismlar | Canon imageFORCE C5150 MFQ (ko'p funksiyali qurilma) |  | 101640000 | 90750000 |  | Canon |  | 55-1286-997
Printerlar va komplekt qismlar | Canon imageRUNNER ADVANCE DX C3926i (5963C005AA) rangli ko'p funksiyali printer |  | 28798000 | 25712500 |  | Canon |  | 55-1266-977
Printerlar va komplekt qismlar | Canon C3326I (5965C005AA) rangli lazerli MFP A3 printer |  | 28798000 | 25712500 |  | Canon |  | 55-1267-978
Printerlar va komplekt qismlar | Canon C-EXV 67 (5746C002AA) Black toner Canon lazer printerlari uchun |  | 2032800 | 1815000 |  | Canon |  | 55-1281-992
Printerlar va komplekt qismlar | Canon i-SENSYS MF463DW printer (+kartridj) |  | 7114800 | 6352500 |  | Canon |  | 55-1276-987
Printerlar va komplekt qismlar | Canon DADF-BA1 3813C001AA hujjatlarni avtomatik uzatgich |  | 8131200 | 7260000 |  | Canon |  | 55-1277-988
Printerlar va komplekt qismlar | Canon C-EXV 64 toner (B,C,M,Y 5761C001AA) |  | 8470000 | 7562500 |  | Canon |  | 55-1280-991
Printerlar va komplekt qismlar | Canon i-SENSYS MF237w lazerli MFP +kartridj (oq-qora,Wi-Fi va faks) |  | 5082000 | 4537500 |  | Canon |  | 55-1282-993
Printerlar va komplekt qismlar | Canon imagePROGRAF TM-255 plotteri — (keng formatli printer) |  | 19481000 | 17393750 |  |  |  | 55-1283-994
Printerlar va komplekt qismlar | Canon imagePROGRAF TM-350 plotteri — keng formatli yuqori sifatli chop etish |  | 28798000 | 25712500 |  | Canon |  | 55-1284-995
Printerlar va komplekt qismlar | Canon Wireless LAN Board-F1 tarmoq adapteri (Canon printer va MFP uchun) |  | 2286900 | 2041875 |  | Canon |  | 55-1287-998
Printerlar va komplekt qismlar | Canon C-EXV 65 toner (C, M, Y, K, 5763C001AA) |  | 6776000 | 6050000 |  | Canon |  | 55-1279-990

## Optik tarmoq yechimlari
Kategoriya | Mahsulot nomi | Kafolat | QQS bilan narxi | QQSsiz narxi | 5 dona dan | Brend | Saytda | SKU
Abonent terminal qurilmalari (ONU / ONT) | Abonent terminali ONU BDCOM GPON, 2 port 10/100/1000Base-T |  | 688577 | 614801 |  |  |  | 43-800-703
SFP modullar | SFP-modul Grandstream F-SM1310-10KM-10G |  | 443964 | 396396 |  | Grandstream |  | 43-926-816
SFP modullar | SFP WDM moduli, 3 km gacha (6dB), 1310nm |  | 198130 | 176902 |  | SNR |  | 43-788-771
Abonent terminal qurilmalari (ONU / ONT) | Abonent terminali ONU GPON, 1 port 10/100/1000Base-T, RF |  | 494106 | 441166 |  |  |  | 43-737-648
SFP modullar | Optik CWDM SFP moduli, 60 km gacha (17dB), 1490nm |  | 1255864 | 1121307 |  | SNR |  | 43-785-639
SFP+ modullar | SFP+ 10G moduli RJ45 interfeysi bilan, 20m gacha |  | 1094188 | 976954 |  | SNR |  | 43-739-650
QSFP+ modullar | Ikki tolali modul, QSFP+ 40GBASE-LR4, LC ulagich, masofa 20 km gacha |  | 6274847 | 5602542 |  |  |  | 43-738-649
QSFP+ modullar | QSFP+ 40GBASE-SR4 moduli, MPO rozemi, 100m gacha masofa |  | 1806075 | 1612567 |  | SNR |  | 43-749-659
SFP+ modullar | SFP+ DWDM optik moduli, 80 km gacha masofa (24dB), 1529.55nm |  | 8257234 | 7372530 |  | SNR |  | 43-762-671
SFP modullar | 100M SFP modul, RJ45 interfeysi bilan, 100 metr gacha |  | 910017 | 812515 |  | SNR |  | 43-681-626
SFP modullar | B-OptiX SFP WDM moduli, 20 km gacha masofa LC (14dB), 1550nm |  | 266161 | 237644 |  |  |  | 43-816-719
Abonent terminal qurilmalari (ONU / ONT) | ONU GPON abonent terminali, 4 ta 10/100/1000Base-T port, WiFi 2.4/5, C+ |  | 770431 | 687885 |  |  |  | 43-684-629
Optik bo‘luvchi | PLC-M-1x2 optik splitter, korpusisiz, tugallanmagan |  | 69928 | 62436 |  | SNR |  | 43-687-631
SFP+ modullar | SFP+ WDM moduli, 40 km gacha masofa (16dB), 1330nm |  | 1238788 | 1106061 |  | SNR |  | 43-767-676
Optik bo‘luvchi | Optik bo‘luvchi korpusli uchta oynali 1x2 SC/APC |  | 93102 | 83127 |  |  |  | 43-779-686
SFP modullar | SFP optik moduli, 20 km gacha masofa (14dB), 1550nm, sanoat versiyasi |  | 483671 | 431849 |  | SNR |  | 43-744-654
SFP modullar | B-OptiX SFP moduli RJ45 interfeysi bilan, 100m gacha |  | 322538 | 287980 |  |  |  | 43-727-636
SFP modullar | B-OptiX SFP WDM moduli, 20km gacha masofa LC (14dB), 1310nm |  | 188779 | 168553 |  |  |  | 43-728-637
SFP modullar | Optik CWDM SFP moduli, 60 km gacha (17dB), 1610nm |  | 1255864 | 1121307 |  | SNR |  | 43-780-687
Taqsimlash qutilari | SNR-FTTH-FDB-48A optik taqsimlash qutisi |  | 404663 | 361306 |  | SNR |  | 43-683-628
SFP modullar | SFP WDM moduli, 20 km gacha (14dB), 1310nm, 100Mb |  | 372816 | 332871 |  | SNR |  | 43-790-693
SFP modullar | SFP WDM GEPON moduli, 20 km gacha masofa (32dB), Tx/Rx: 1490/1310nm |  | 767450 | 685223 |  | SNR |  | 43-745-655
SFP modullar | Optik CWDM SFP moduli, 60 km gacha (17dB), 1590nm |  | 1255864 | 1121307 |  | SNR |  | 43-781-688
QSFP28 modullar | QSFP28 100GBASE-LR4 optik moduli, LC ulagichli, 10 km gacha |  | 7751744 | 6921200 |  |  |  | 43-572-533
Optik bo‘luvchi | SNR-PLC-1x16-SC/APC optik planarlik bo‘linma |  | 261554 | 233530 |  | SNR |  | 43-771-679
SFP28 modullar | B-OptiX SFP28 25GBASE-SR optik moduli, LC ulagichli, 100 m gacha |  | 2493568 | 2226400 |  |  |  | 43-573-534
SFP modullar | Модуль B-OptiX SFP WDM, дальность до 3км, 1310нм |  | 176176 | 157300 |  |  |  | 43-678-607
Abonent terminal qurilmalari (ONU / ONT) | ONU XPON abonent terminali, SFP moduliga integratsiyalashgan |  | 912998 | 815177 |  |  |  | 43-689-633
SFP modullar | SFP WDM moduli, 20 km gacha (12dB), 1550nm, 100Mb |  | 285812 | 255189 |  | SNR |  | 43-789-772
Abonent terminal qurilmalari (ONU / ONT) | ONU XPON abonent terminali, 1 ta 10/100/1000Base-T port, mini korpusda |  | 275919 | 246356 |  |  |  | 43-690-634
SFP+ modullar | SFP+ WDM moduli, 20 km gacha (12dB), 1330nm |  | 941457 | 840587 |  | SNR |  | 43-773-681
SFP modullar | SFP WDM GPON moduli, 20 km gacha masofa, Tx/Rx: 1490/1310nm (37dB) |  | 1918150 | 1712634 |  | SNR |  | 43-688-632
Abonent terminal qurilmalari (ONU / ONT) | ONU GPON abonent terminali, 1 ta 10/100/1000Base-T port, mini korpusda |  | 365768 | 326579 |  |  |  | 43-686-630
SFP modullar | SFP WDM moduli, 20 km gacha LC (14dB), 1550nm |  | 368885 | 329362 |  | SNR |  | 43-791-694
Optik multipleksorlar (CWDM/DWDM uskunalari, passiv komponentlar) | CWDM multiplexer, bitta tolali 4-kanalli (TRx: 1270, 1290, 1310, 1330, 1530, 1550, 1510, 1570nm) |  | 4851345 | 4331558 |  |  |  | 43-747-657
SFP modullar | Optik CWDM SFP moduli, 60 km gacha (17dB), 1570nm |  | 1300585 | 1161237 |  | SNR |  | 43-782-689
Taqsimlash qutilari | BO-FTTH-FDB-08D optik taqsimlash qutisi |  | 102589 | 91597 |  |  |  | 43-680-625
SFP modullar | SFP WDM moduli, 20 km gacha (12dB), 1490/1310nm |  | 623663 | 556842 |  | SNR |  | 43-775-683
SFP modullar | Optik CWDM SFP moduli, 60 km gacha (17dB), 1510nm |  | 1221577 | 1090694 |  | SNR |  | 43-784-691
Abonent terminal qurilmalari (ONU / ONT) | ONU GPON abonent terminali, 4 ta 10/100/1000Base-T port, 2 ta POTS port, WiFi 2.4/5 |  | 857571 | 765688 |  |  |  | 43-682-627
SFP modullar | B-OptiX SFP WDM moduli, 20km gacha masofa (14dB), 1310nm |  | 282424 | 252164 |  |  |  | 43-730-640
SFP modullar | Модуль B-OptiX SFP WDM, дальность до 3км (6dB), 1550нм |  | 188779 | 168553 |  |  |  | 43-677-641
SFP+ modullar | SFP+ DWDM optik moduli, 80 km gacha masofa (24dB), 1549.32nm |  | 8257234 | 7372530 |  | SNR |  | 43-765-674
Optik bo‘luvchi | PLC-M-1x4 optik bo‘luvchi, korpussiz, SC/APC ulanishlari |  | 88630 | 79134 |  |  |  | 43-731-642
Optik bo‘luvchi | Alpha Mile 1x16-SC/APC planarly optik bo‘luvchi |  | 221033 | 197351 |  |  |  | 43-733-644
Taqsimlash qutilari | SNR-FTTH-FDB-16A optik taqsimot qutisi |  | 394905 | 352594 |  | SNR |  | 43-732-643
SFP+ modullar | SFP+ optik moduli, 20 km gacha masofa (11dB), 1310nm |  | 620140 | 553696 |  | SNR |  | 43-817-720
SFP modullar | SFP optik moduli, 20 km gacha masofa (14dB), 1310nm, sanoat versiyasi |  | 483671 | 431849 |  | SNR |  | 43-743-653
SFP modullar | B-OptiX SFP WDM moduli, 20km gacha masofa (14dB), 1550nm |  | 249492 | 222761 |  |  |  | 43-729-638
SFP modullar | SFP WDM moduli, 3 km gacha masofa (6dB), 1550nm, sanoat versiyasi |  | 198130 | 176902 |  | SNR |  | 43-741-651
SFP modullar | SFP optik moduli, 20 km gacha masofa (14dB), 1310nm, sanoat versiyasi |  | 483671 | 431849 |  | SNR |  | 43-742-652
Abonent terminal qurilmalari (ONU / ONT) | GEPON ONU abonent terminali, 1 port 10/100/1000Base-T, mini korpusda, BDCOM bilan mos |  | 184172 | 164439 |  | SNR |  | 43-734-645
Taqsimlash qutilari | Optik rozetka SNR-FTB-02F |  | 15314 | 13673 |  | SNR |  | 43-746-656
SFP modullar | SFP optik moduli, 2 km gacha masofa (12dB), 1310nm |  | 418215 | 373406 |  | SNR |  | 43-748-658
QSFP+ modullar | Ikki tolali modul, QSFP+ 40GBASE-LR4, LC rozemi, 10km gacha masofa |  | 5772474 | 5153995 |  | SNR |  | 43-750-660
Optik multipleksorlar (CWDM/DWDM uskunalari, passiv komponentlar) | DWDM multiplexer, bitta tolali 8-kanalli, 1/2-slotda |  | 13718554 | 12248709 |  |  |  | 43-751-661
SFP+ modullar | B-OptiX SFP+ optik moduli, 300 metr gacha masofa, 850nm |  | 314813 | 281083 |  |  |  | 43-695-635
SFP modullar | SFP WDM GPON moduli, 20 km gacha masofa (35dB), Tx/Rx: 1490/1310nm |  | 1727202 | 1542145 |  | SNR |  | 43-752-662
Modul adapterlari va konverterlari | Xenpak'dan SFP+ ga interfeys konvertori |  | 3040527 | 2714756 |  |  |  | 43-756-665
SFP modullar | SFP WDM moduli, 3 km gacha LC (6dB), 1310nm |  | 335548 | 299596 |  | SNR |  | 43-768-677
SFP modullar | Optik CWDM SFP moduli, 60 km gacha (17dB), 1470nm |  | 1255864 | 1121307 |  | SNR |  | 43-786-692
Taqsimlash qutilari | Optik rozetka SNR-FTB-02S |  | 8131 | 7260 |  | SNR |  | 43-769-678
SFP modullar | SFP WDM moduli, 80 km gacha (24dB), 1550/1490nm |  | 1199623 | 1071092 |  | SNR |  | 43-777-684
SFP modullar | SFP WDM moduli, 80 km gacha (24dB), 1490/1550nm |  | 1290150 | 1151920 |  | SNR |  | 43-778-685
SFP modullar | Optik CWDM SFP moduli, 60 km gacha (17dB), 1530nm |  | 1255864 | 1121307 |  | SNR |  | 43-783-690
SFP modullar | SFP WDM moduli, 20 km gacha LC (14dB), 1310nm |  | 298686 | 266684 |  | SNR |  | 43-792-695
SFP modullar | Optik SFP moduli, 40 km gacha (16dB), 1550nm |  | 959753 | 856922 |  | SNR |  | 43-793-696
SFP modullar | Optik SFP moduli, 550m gacha (7.5dB), 850nm |  | 363871 | 324885 |  | SNR |  | 43-794-697
SFP modullar | RJ45 interfeysi bilan SFP moduli, 100m gacha |  | 353301 | 315447 |  | SNR |  | 43-795-698
SFP modullar | SFP WDM moduli, 20km gacha (14dB), 1550nm |  | 328500 | 293304 |  | SNR |  | 43-798-701
SFP modullar | SFP WDM moduli, 40km gacha (21dB), 1550nm |  | 911779 | 814088 |  | SNR |  | 43-796-699
SFP modullar | SFP WDM moduli, 40km gacha (21dB), 1310nm |  | 623663 | 556842 |  | SNR |  | 43-797-700
SFP modullar | SFP optik moduli, 20km gacha (14dB), 1310nm |  | 307630 | 274670 |  | SNR |  | 43-799-702
Abonent terminal qurilmalari (ONU / ONT) | Abonent terminali ONU BDCOM XPON, 1 port XPON (SC/UPC), 1 GE, plastik korpus, DC12V/0.5A, tashqi adaptör |  | 140670 | 125598 |  |  |  | 43-801-704
OLT uskunalari | OLT BDCOM 3310, 4 ta GEPON porti (SFP), 2 ta combo porti, 2xSFP, 2xRJ-45, 2 ta AC quvvat manbai, FEC |  | 6701871 | 5983813 |  |  |  | 43-804-707
OLT uskunalari | OLT BDCOM GP3600-08B, 8 ta GPON porti (SFP), 4 ta combo porti, 4xSFP, 4 SFP+, 2 ta AC quvvat manbai |  | 22808152 | 20364421 |  |  |  | 43-805-708
OLT uskunalari | OLT BDCOM GP3600-16B, 16 ta GPON porti (SFP), 4 ta combo porti, 4xSFP, 4 SFP+, 2 ta AC quvvat manbai |  | 33691492 | 30081689 |  |  |  | 43-806-709
OLT uskunalari | Stansion terminali OLT, 8 ta GPON porti (SFP) va 4 ta 10G/SFP+, 4 ta 10/100/1000-Base-T/SFP portlari bilan |  | 41325333 | 36897619 |  |  |  | 43-807-710
SFP+ modullar | SFP+ WDM moduli, 3 km gacha masofa (5dB), 1330nm |  | 815830 | 728420 |  | SNR |  | 43-736-647
SFP+ modullar | SFP+ WDM moduli, 20 km gacha (12dB), 1270nm |  | 941593 | 840708 |  | SNR |  | 43-772-680
SFP+ modullar | SFP+ optik moduli, 300m gacha (5dB), 850nm |  | 386639 | 345213 |  | SNR |  | 43-776-624
SFP+ modullar | SFP+ WDM moduli, 3 km gacha masofa (5dB), 1270nm |  | 815830 | 728420 |  | SNR |  | 43-735-646
SFP+ modullar | SFP+ DWDM optik moduli, 80 km gacha masofa (24dB), 1547.72nm |  | 8257234 | 7372530 |  | SNR |  | 43-753-663
SFP+ modullar | SFP+ DWDM optik moduli, 80 km gacha masofa (24dB), 1528.77nm |  | 8257234 | 7372530 |  | SNR |  | 43-754-664
SFP+ modullar | SFP+ DWDM optik moduli, 80 km gacha masofa (24dB), 1531.12nm |  | 8257234 | 7372530 |  | SNR |  | 43-757-666
SFP+ modullar | SFP+ DWDM optik moduli, 80 km gacha masofa (24dB), 1550.12nm |  | 8257234 | 7372530 |  | SNR |  | 43-758-667
SFP modullar | SFP modul Grandstream F-MM850-300M-10G– 10G |  | 307359 | 274428 |  | Grandstream |  | 43-912-802
SFP+ modullar | SFP+ CWDM optik moduli, 60 km gacha masofa (23dB), 1290nm |  | 7247610 | 6471080 |  | SNR |  | 43-759-668
SFP+ modullar | SFP+ CWDM optik moduli, 60 km gacha masofa (23dB), 1270nm |  | 7247610 | 6471080 |  | SNR |  | 43-760-669
SFP+ modullar | SFP+ CWDM optik moduli, 10 km gacha masofa (10dB), 1330nm |  | 2760949 | 2465133 |  | SNR |  | 43-761-670
SFP modullar | Modul SFP‑Grandstream F-SM1310-20KM-1.25G |  | 222795 | 198924 |  | Grandstream |  | 43-913-803
SFP+ modullar | SFP+ DWDM optik moduli, 80 km gacha masofa (24dB), 1530.33nm |  | 8257234 | 7372530 |  | SNR |  | 43-763-672
SFP+ modullar | SFP+ DWDM optik moduli, 80 km gacha masofa (24dB), 1548.51nm |  | 8257234 | 7372530 |  | SNR |  | 43-764-673
SFP+ modullar | SFP+ WDM moduli, 40 km gacha masofa (16dB), 1270nm |  | 1090936 | 974050 |  | SNR |  | 43-766-675
SFP+ modullar | SFP+ optik moduli, 40 km gacha (15dB), 1550nm |  | 4128346 | 3686023 |  | SNR |  | 43-774-682
SFP+ modullar | SNR-SFP-W53-3-LC — SFP WDM modul, 1550nm, LC, 3 km gacha (6 dB) |  | 311832 | 278421 |  | SNR |  | 43-882-770
SFP modullar | Ubiquiti UACC-OM-SFP28-SR SFP moduli (25G SR optik transiver) |  | 982927 | 877613 | 810095 | UniFi UBIQUITI |  | 43-1385-1085
SFP modullar | Ubiquiti UACC-OM-SM-10G-S-2 SFP+ 10G bir modali transiver |  | 3074813 | 2745369 | 2534103 | UniFi UBIQUITI |  | 43-1388-1088
SFP+ modullar | SFP moduli MikroTik S-85DLC03D |  | 932513 | 832601 | 768592 | Mikrotik |  | 43-1333-1034
SFP modullar | MikroTik S-RJ01 SFP-moduli — yuqori tezlikdagi tarmoq yechimi |  | 478792 | 427493 | 394702 | Mikrotik |  | 43-1335-1036
SFP+ modullar | MikroTik S+RJ10 SFP modul — yuqori tezlikli tarmoq yechimi |  | 932513 | 832601 | 768592 | Mikrotik |  | 43-1336-1037
SFP modullar | Ubiquiti UACC-CM-RJ45-1G SFP moduli |  | 378101 | 337590 | 311575 | UniFi UBIQUITI |  | 43-1378-1078
SFP modullar | Grandstream F-MM850-550M-1.25G optik SFP-moduli |  | 216832 | 193600 |  | Grandstream |  | 43-1234-945

## Kompyuterlar
Kategoriya | Mahsulot nomi | Kafolat | QQS bilan narxi | QQSsiz narxi | 5 dona dan | Brend | Saytda | SKU
Kompyuterlar | Dell Pro 24 All-in-One Plus QB24250 monoblok 23.8" FHD Touch, Core Ultra 7 265, 32GB, SSD 1TB |  | 26561920 | 23716000 |  | Dell |  | 59-1459-1159
Kompyuterlar | HP OmniStudio X 27-cs1055t B73M4AA monoblok 27" FHD, Core Ultra 5, 16GB, SSD 512GB |  | 21818720 | 19481000 |  | HP |  | 59-1460-1160
Kompyuterlar | Lenovo IdeaCentre AIO 27IRH9 F0HM0085LD monoblok 27" FHD, Core i5-13420H, 16GB, SSD 512GB |  | 25396448 | 22675400 |  | Lenovo |  | 59-1461-1161
Kompyuterlar | HP OmniStudio X 27-cu0025ci D6QR1EA monoblok 27" FHD, Core 5 210H, 16GB, SSD 512GB |  | 13023472 | 11628100 |  | HP |  | 59-1462-1162
Kompyuterlar | Tayyor kompyuter to‘plami Ultra 5-225, DDR5 32GB, SSD 256GB, HDD 1TB, 2× Redmi A27 |  | 17129728 | 15294400 |  |  |  | 59-1463-1163
Kompyuterlar | Tayyor kompyuter to‘plami Ultra 5-225, DDR5 16GB, SSD 256GB, HDD 1TB, 2× Redmi A27 |  | 14500640 | 12947000 |  |  |  | 59-1464-1164
Kompyuterlar | Tayyor kompyuter to‘plami Ultra 5-225, DDR5 16GB, SSD 256GB, HDD 1TB, Redmi A27 |  | 13145440 | 11737000 |  |  |  | 59-1465-1165
Kompyuterlar | Tayyor kompyuter to‘plami Ultra 5-225, DDR5 32GB, SSD 512GB, HDD 2TB, Redmi A27 |  | 16479232 | 14713600 |  |  |  | 59-1466-1166
Kompyuterlar | Tayyor kompyuter to‘plami i5-12400F, GTX 1650 4GB, DDR4 16GB, SSD 512GB, HDD 1TB, Redmi A27 |  | 13524896 | 12075800 |  |  |  | 59-1467-1167
Kompyuterlar | Tayyor kompyuter to‘plami Ultra 5-225, RTX 4060 8GB, DDR5 32GB, SSD 512GB, HDD 2TB, Redmi A27 |  | 28730240 | 25652000 |  |  |  | 59-1468-1168
Kompyuterlar | Tayyor kompyuter to‘plami Ultra 5-225, RTX 4060 8GB, DDR5 32GB, SSD 512GB, HDD 2TB, 2× Redmi A27 |  | 32457040 | 28979500 |  |  |  | 59-1469-1169
Kompyuterlar | Tayyor kompyuter to‘plami Ryzen 5 7500F, RTX 4060 8GB, DDR5 32GB, SSD 1TB, Redmi A27 |  | 27307280 | 24381500 |  |  |  | 59-1470-1170
Kompyuterlar | HP OmniStudio X 32 monoblok 31.5" 4K, Core Ultra 7 258V, 32GB, SSD 1TB |  | 32728080 | 29221500 |  | HP |  | 59-1455-1155
Kompyuterlar | HP OmniStudio X 32 monoblok 31.5" 4K, Core Ultra 7 258V, 32GB, SSD 1TB |  | 38419920 | 34303500 |  | HP |  | 59-1456-1156
Kompyuterlar | Моноблок Lenovo Yoga AIO 32ILL10 31.5" 4K, Core Ultra 7 258V, 32GB, SSD 1TB, RTX 4050 |  | 51877056 | 46318800 |  | Lenovo |  | 59-1457-1157
Kompyuterlar | Dell 27 All-in-One EC27260 monoblok 27" FHD Touch, Core Ultra 7 355, 32GB, SSD 1TB |  | 40195232 | 35888600 |  | Dell |  | 59-1458-1158

## WiFi ulanish nuqtalari
Kategoriya | Mahsulot nomi | Kafolat | QQS bilan narxi | QQSsiz narxi | 5 dona dan | Brend | Saytda | SKU
WiFi ulanish nuqtalari | Ubiquiti UniFi U7 Pro U7-Pro kirish nuqtasi |  | 3049607 | 2722863 | 2513412 | UniFi UBIQUITI |  | 7-301-303
WiFi ulanish nuqtalari | Ubiquiti UniFi AP AC Pro kirish nuqtasi |  | 1839820 | 1642696 | 1516372 | UniFi UBIQUITI |  | 7-297-299
WiFi ulanish nuqtalari | Ubiquiti UniFi AP AC Mesh UAP-AC-M kirish nuqtasi |  | 1734249 | 1548437 | 1447160 | UniFi UBIQUITI |  | 7-299-301
WiFi ulanish nuqtalari | Ubiquiti UniFi U6 Long Range U6-LR kirish nuqtasi |  | 3760409 | 3357508 | 2888875 | UniFi UBIQUITI |  | 7-300-302
WiFi ulanish nuqtalari | Ubiquiti UniFi U6 Plus U6+ kirish nuqtasi |  | 1807701 | 1614019 | 1419330 | UniFi UBIQUITI |  | 7-303-305
WiFi ulanish nuqtalari | Ubiquiti UniFi Express UX marshrutizatori va kirish nuqtasi |  | 2385152 | 2129600 |  | UniFi UBIQUITI |  | 7-307-309
WiFi ulanish nuqtalari | Ubiquiti airMAX PowerBeam 5AC PBE-5AC-Gen2 radiomosti |  | 2994992 | 2674100 |  | UniFi UBIQUITI |  | 7-314-316
WiFi ulanish nuqtalari | Ubiquiti airMAX Lite AP LAP-120 kirish nuqtasi |  | 2452912 | 2190100 |  | UniFi UBIQUITI |  | 7-315-317
WiFi ulanish nuqtalari | Wi-Fi router MikroTik hAP ac 2 RBD52G-5HacD2HnD-TC |  | 1134167 | 1012649 | 934725 | Mikrotik |  | 7-316-318
WiFi ulanish nuqtalari | MikroTik CAP RBcAP2nD kirish nuqtasi |  | 1206128 | 1076900 |  | Mikrotik |  | 7-254-256
WiFi ulanish nuqtalari | MikroTik CAP AC RBcAPGi-5acD2nD kirish nuqtasi |  | 1165472 | 1040600 |  | Mikrotik |  | 7-253-255
WiFi ulanish nuqtalari | Sektorli antenna Ubiquiti LiteAP ac (LAP-120) |  | 1411305 | 1260094 | 1163173 | UniFi UBIQUITI |  | 7-1347-1047
WiFi ulanish nuqtalari | Ubiquiti UniFi U6 Extender U6-Extender kirish nuqtasi |  | 2662290 | 2377045 | 2221560 | UniFi UBIQUITI |  | 7-305-307
WiFi ulanish nuqtalari | Ubiquiti UniFi AC Mesh (UAP-AC-M) kirish nuqtasi |  | 1562546 | 1395130 | 1287803 | UniFi UBIQUITI |  | 7-1394-1094
WiFi ulanish nuqtalari | MikroTik Disc Lite5 RBDisc-5nD kirish nuqtasi |  | 1206128 | 1076900 |  | Mikrotik |  | 7-255-257
WiFi ulanish nuqtalari | Ubiquiti UniFi U6 Mesh U6-MESH kirish nuqtasi |  | 3100020 | 2767875 | 2554915 | UniFi UBIQUITI |  | 7-304-306
WiFi ulanish nuqtalari | Ubiquiti UniFi U6 In Wall U6-IW kirish nuqtasi |  | 3225376 | 2879800 |  | UniFi UBIQUITI |  | 7-306-308
WiFi ulanish nuqtalari | Ubiquiti airMAX LiteBeam 5AC Gen 2 LBE-5AC-GEN2 radiomosti |  | 1328096 | 1185800 |  | UniFi UBIQUITI |  | 7-313-315
WiFi ulanish nuqtalari | Ubiquiti UniFi AC Swiss Army Knife UK-Ultra kirish nuqtasi |  | 2351272 | 2099350 | 1962015 | UniFi UBIQUITI |  | 7-298-300
WiFi ulanish nuqtalari | Ubiquiti UniFi U6 Pro U6-Pro kirish nuqtasi |  | 2646299 | 2362767 | 2181025 | UniFi UBIQUITI |  | 7-302-304
WiFi ulanish nuqtalari | Ubiquiti NanoStation 5AC Loco (Loco5AC) kirish nuqtasi |  | 781273 | 697565 | 643962 | UniFi UBIQUITI |  | 7-1349-1049
WiFi ulanish nuqtalari | Ubiquiti NanoStation Loco M2 kirish nuqtasi |  | 730859 | 652553 | 602338 | UniFi UBIQUITI |  | 7-1350-1050
WiFi ulanish nuqtalari | H3C WA6120 simsiz kirish nuqtasi (Access Point) |  | 1273888 | 1137400 |  | H3C |  | 7-209-211
WiFi ulanish nuqtalari | H3C WA6120X tashqi (outdoor) simsiz kirish nuqtasi (Access Point) |  | 4621232 | 4126100 |  | H3C |  | 7-210-212
WiFi ulanish nuqtalari | MikroTik SXTsq Lite5 RBSXTsq5nD kirish nuqtasi — 5GHz CPE qurilmasi, tashqi foydalanish uchun simsiz tarmoq nuqtasi |  | 800381 | 714626 | 584430 | Mikrotik |  | 7-248-250
WiFi ulanish nuqtalari | MikroTik wAP ac (oq) RBwAPG-5HacD2HnD kirish nuqtasi — 2.4GHz va 5GHz, tashqi va ichki foydalanish uchun Wi-Fi nuqta |  | 1206128 | 1076900 |  | Mikrotik |  | 7-252-254
WiFi ulanish nuqtalari | Ichki Wi-Fi 6 nuqta Grandstream GWN7604 |  | 1268467 | 1132560 |  | Grandstream |  | 7-943-832
WiFi ulanish nuqtalari | Grandstream GWN7605 Wi-Fi nuqtasi |  | 1268467 | 1132560 |  | Grandstream |  | 7-944-833
WiFi ulanish nuqtalari | Grandstream GWN7605LR Wi-Fi nuqta |  | 1805126 | 1611720 |  | Grandstream |  | 7-945-834
WiFi ulanish nuqtalari | Grandstream GWN7615 Wi-Fi nuqtasi |  | 1626240 | 1452000 |  | Grandstream |  | 7-946-835
WiFi ulanish nuqtalari | WiFi nuqta Grandstream GWN7630 |  | 2000275 | 1785960 |  | Grandstream |  | 7-947-836
WiFi ulanish nuqtalari | Ubiquiti LTU PRO (LTU-PRO-EU) kirish nuqtasi |  | 2999193 | 2677851 | 2471788 | UniFi UBIQUITI |  | 7-1352-1052
WiFi ulanish nuqtalari | Ubiquiti NanoBeam 5AC Gen2 tashqi Wi-Fi ko'prigi va yo'naltirgichi |  | 1562546 | 1395130 | 1287803 | UniFi UBIQUITI |  | 7-1353-1053
WiFi ulanish nuqtalari | WiFi nuqta Grandstream GWN7630LR |  | 2276736 | 2032800 |  | Grandstream |  | 7-948-837
WiFi ulanish nuqtalari | Wi-Fi kirish nuqtasi Grandstream GWN7660ELR |  | 2097850 | 1873080 |  | Grandstream |  | 7-950-839
WiFi ulanish nuqtalari | WiFi nuqtasi Grandstream GWN7664E |  | 3008544 | 2686200 |  | Grandstream |  | 7-951-840
WiFi ulanish nuqtalari | Wi-Fi 7 nuqtasi Grandstream GWN7670 |  | 2097850 | 1873080 |  | Grandstream |  | 7-952-841
WiFi ulanish nuqtalari | Ubiquiti NanoStation 5AC kirish nuqtasi |  | 2016267 | 1800238 | 1661693 | UniFi UBIQUITI |  | 7-1354-1054
WiFi ulanish nuqtalari | Tashqi Wi-Fi 6 kirish nuqtasi Grandstream GWN7664ELR |  | 3626515 | 3237960 |  | Grandstream |  | 7-1265-976
WiFi ulanish nuqtalari | Ubiquiti NanoStation M2 (NSM2) kirish nuqtasi |  | 1325657 | 1183622 | 1092630 | UniFi UBIQUITI |  | 7-1355-1055
WiFi ulanish nuqtalari | Ubiquiti NanoStation M5 (NSM5) tashqi kirish nuqtasi |  | 1326876 | 1184711 | 1093598 | UniFi UBIQUITI |  | 7-1356-1056
WiFi ulanish nuqtalari | Ubiquiti PowerBeam PBE-5AC-Gen2 radioko‘prigi |  | 1865026 | 1665202 | 1537063 | UniFi UBIQUITI |  | 7-1358-1058
WiFi ulanish nuqtalari | Bulutli shlyuz (Gateway) Ubiquiti UniFi Express 7 UX7 Cloud Gateway |  | 3452779 | 3082838 | 2845678 | UniFi UBIQUITI |  | 7-1453-1153
WiFi ulanish nuqtalari | MikroTik NetBox 5 ax (L11UG-5HaxD-NB) tashqi kirish nuqtasi |  | 1688579 | 1507660 | 1391742 | Mikrotik |  | 7-1319-1020
WiFi ulanish nuqtalari | Ubiquiti Rocket 5AC Lite (R5AC-Lite) kirish nuqtasi |  | 2066680 | 1845250 | 1703317 | UniFi UBIQUITI |  | 7-1364-1064
WiFi ulanish nuqtalari | MikroTik RouterBOARD QRT 5 (QRT911G-5HPnD-QRT) kirish nuqtasi |  | 2545472 | 2272743 | 2097898 | Mikrotik |  | 7-1323-1024
WiFi ulanish nuqtalari | Ubiquiti Rocket M2 kirish nuqtasi (2.4 GHz MIMO AirMax) |  | 1436512 | 1282600 | 1183985 | UniFi UBIQUITI |  | 7-1366-1066
WiFi ulanish nuqtalari | Ubiquiti Rocket Prism 5AC GEN2 kirish nuqtasi (airMAX AC 5 GHz baza stansiya) |  | 3805673 | 3397922 | 3136562 | UniFi UBIQUITI |  | 7-1367-1067
WiFi ulanish nuqtalari | Ubiquiti UniFi U6+ (U6-PLUS) Wi-Fi 6 kirish nuqtasi |  | 1638166 | 1462648 | 1350118 | UniFi UBIQUITI |  | 7-1368-1068
WiFi ulanish nuqtalari | Kirish nuqtasi Ubiquiti UniFi U6-Mesh-Pro |  | 3225918 | 2880284 | 2658733 | UniFi UBIQUITI |  | 7-1369-1069
WiFi ulanish nuqtalari | Wi-Fi Ubiquiti U7 In-Wall kirish nuqtasi |  | 2696712 | 2407779 | 2222528 | UniFi UBIQUITI |  | 7-1370-1070
WiFi ulanish nuqtalari | MikroTik cAP ac (RBcAPGi-5acD2nD) kirish nuqtasi |  | 1199623 | 1071092 | 988691 | Mikrotik |  | 7-1329-1030
WiFi ulanish nuqtalari | Ubiquiti UniFi U7-Lite Wi-Fi kirish nuqtasi |  | 1638166 | 1462648 | 1350118 | UniFi UBIQUITI |  | 7-1371-1071
WiFi ulanish nuqtalari | Simsiz kirish nuqtasi MikroTik SXTsq Lite5 (RBSXTsq5nD) |  | 640196 | 571604 | 527560 | Mikrotik |  | 7-1331-1032
WiFi ulanish nuqtalari | Simsiz kirish nuqtasi MikroTik wAP ac LTE kit (RBwAPGR-5HacD2HnD&R11e-LTE) |  | 2444645 | 2182719 | 2014892 | Mikrotik |  | 7-1332-1033
WiFi ulanish nuqtalari | Ubiquiti UniFi U7 Long-Range (U7-LR) Wi-Fi kirish nuqtasi |  | 2621092 | 2340261 | 2160213 | UniFi UBIQUITI |  | 7-1372-1072
WiFi ulanish nuqtalari | Ubiquiti U7-Outdoor Wi-Fi 7 tashqi kirish nuqtasi |  | 3402365 | 3037826 | 2804175 | UniFi UBIQUITI |  | 7-1373-1073
WiFi ulanish nuqtalari | Ubiquiti UniFi U7-PRO-MAX Wi-Fi 7 kirish nuqtasi |  | 4687772 | 4185511 | 3863530 | UniFi UBIQUITI |  | 7-1374-1074
WiFi ulanish nuqtalari | Ubiquiti UniFi U7 Pro Outdoor simsiz kirish nuqtasi |  | 4889426 | 4365559 | 4029663 | UniFi UBIQUITI |  | 7-1375-1075
WiFi ulanish nuqtalari | Ubiquiti U7 Pro Wall kirish nuqtasi |  | 3351952 | 2992814 | 2762672 | UniFi UBIQUITI |  | 7-1376-1076
WiFi ulanish nuqtalari | Ubiquiti UniFi U7 Pro XG kirish nuqtasi |  | 3503192 | 3127850 | 2887302 | UniFi UBIQUITI |  | 7-1377-1077
WiFi ulanish nuqtalari | WiFi kirish nuqtasi Cisco C9115AXI-I |  | 22669786 | 20240880 |  | Cisco |  | 7-1173-903
WiFi ulanish nuqtalari | Wi-Fi nuqta Grandstream GWN7660E |  | 1447354 | 1292280 |  | Grandstream |  | 7-949-838
WiFi ulanish nuqtalari | Cisco Catalyst C9120AXI-I kirish nuqtasi |  | 36292256 | 32403800 |  | Cisco |  | 7-1253-964
WiFi ulanish nuqtalari | Ubiquiti UniFi E7 Wi-Fi kirish nuqtasi |  | 8770583 | 7830878 | 7228540 | UniFi UBIQUITI |  | 7-1342-1043

## Aqlli uy
Kategoriya | Mahsulot nomi | Kafolat | QQS bilan narxi | QQSsiz narxi | 5 dona dan | Brend | Saytda | SKU
Aqlli uy | Ubiquiti Electric Lock elektromexanik eshik qulfi (UACC-Lock-Strike-Secure-15mm) |  | 1486925 | 1327612 | 1225488 | UniFi UBIQUITI |  | 56-1382-1082
Aqlli uy | Ubiquiti UA Access Intercom Viewer kirishni boshqarish paneli |  | 2847953 | 2542815 | 2347158 | UniFi UBIQUITI |  | 56-1393-1093
Aqlli uy | Ubiquiti UA-G3-SK-Pro kirish tizimi xavfsizligi |  | 12097464 | 10801307 | 9970400 | UniFi UBIQUITI |  | 56-1392-1092

## IP uskunalari
Kategoriya | Mahsulot nomi | Kafolat | QQS bilan narxi | QQSsiz narxi | 5 dona dan | Brend | Saytda | SKU
IP-Telefonlar | IP telefon Ubiquiti UniFi G3 Touch Pro |  | 4082947 | 3645488 | 3365010 | UniFi UBIQUITI |  | 6-1440-1140
IP-Telefonlar | IP telefon Grandstream GXP2170 |  | 2715821 | 2424840 |  | Grandstream |  | 6-17-16
IP-ATS | IP-ATC Grandstream UCM6301 |  | 6358598 | 5677320 |  | Grandstream |  | 6-25-24
IP-Telefonlar | IP telefon Grandstream GRP2602G – professional VoIP telefon |  | 910694 | 813120 |  | Grandstream |  | 6-927-817
IP-Telefonlar | Wi-Fi IP telefoni Grandstream WP820 |  | 2650771 | 2366760 |  | Grandstream |  | 6-24-23
IP-Telefonlar | IP telefon Yealink SIP-T30P |  | 678684 | 605968 | 566280 | Yealink |  | 6-317-319
IP-ATS | VoIP ovozli shlyuz Grandstream GXW4224 |  | 10847021 | 9684840 |  | Grandstream |  | 6-30-29
IP-Telefonlar | IP telefon Yealink SIP-T31W |  | 883861 | 789162 | 737495 | Yealink |  | 6-318-320
IP-Telefonlar | IP telefon Yealink SIP-T46U |  | 3089856 | 2758800 |  | Yealink |  | 6-322-324
IP-Telefonlar | IP telefon Yealink SIP-T33P |  | 1124816 | 1004300 |  | Yealink |  | 6-323-325
IP-Telefonlar | IP telefon Yealink SIP-T48U |  | 4065600 | 3630000 |  | Yealink |  | 6-324-326
IP-Telefonlar | WiFi telefon Grandstream WP810 |  | 1748208 | 1560900 |  | Grandstream |  | 6-23-22
IP-Telefonlar | IP telefon Yealink SIP-T58W |  | 5868965 | 5240147 | 4507250 | Yealink |  | 6-327-329
IP-Telefonlar | IP videotelefon Yealink VP59 |  | 11207504 | 10006700 |  | Yealink |  | 6-329-331
IP-ATS | IP-ATS Grandstream UCM6510 |  | 14066976 | 12559800 |  | Grandstream |  | 6-29-28
IP-Telefonlar | Yealink EXP40 kengaytirish moduli |  | 1992144 | 1778700 |  | Yealink |  | 6-330-332
IP-Telefonlar | Yealink EXP43 kengaytirish moduli |  | 1680448 | 1500400 |  | Yealink |  | 6-331-333
IP-Telefonlar | IP telefon Grandstream GXP2160 |  | 2715821 | 2424840 |  | Grandstream |  | 6-16-15
IP-Telefonlar | Simsiz DECT trubka Grandstream DP72 |  | 1124816 | 1004300 |  | Grandstream |  | 6-19-18
IP-Telefonlar | Yealink EXP50 kengaytirish moduli |  | 1939427 | 1731631 | 1618375 | Yealink |  | 6-332-334
IP-Telefonlar | DECT-trubka Grandstream DP730 |  | 1246784 | 1113200 |  | Grandstream |  | 6-20-19
IP-Telefonlar | IP videotelefon Grandstream GXV3350 |  | 3588976 | 3204443 | 2994750 | Grandstream |  | 6-22-21
IP-ATS | IP-ATS Grandstream UCM6308 |  | 13624774 | 12164977 | 11369160 | Grandstream |  | 6-26-25
IP-ATS | IP-ATS Grandstream UCM6204 |  | 5840912 | 5215100 |  | Grandstream |  | 6-27-26
IP-Telefonlar | IP telefon Grandstream GAC2570 – professional konferensiya telefoni |  | 13644154 | 12182280 |  | Grandstream |  | 6-914-804
IP-ATS | IP-ATS Grandstream UCM6208 |  | 8957872 | 7998100 |  | Grandstream |  | 6-28-27
IP-Telefonlar | Grandstream GXP1630 IP telefoni |  | 829382 | 740520 |  | Grandstream |  | 6-1242-953
IP-Telefonlar | IP telefon Yealink SIP-T58W Pro |  | 7540333 | 6732440 | 6292000 | Yealink |  | 6-328-330
IP uskunalari | Ubiquiti UniFi G6 Instant (UVC-G6-INS-W) videokamerasi |  | 3427572 | 3060332 | 2824987 | UniFi UBIQUITI |  | 6-1450-1150
IP-ATS | VoIP ovozli shlyuz Grandstream GXW4232 |  | 9337328 | 8336900 |  | Grandstream |  | 6-31-30
IP-Telefonlar | IP telefon Yealink SIP-T34W |  | 1409408 | 1258400 | 1176120 | Yealink |  | 6-319-321
IP-Telefonlar | IP telefon Grandstream GRP2602P |  | 829382 | 740520 |  | Grandstream |  | 6-928-818
IP-Telefonlar | IP telefon Yealink SIP-T44W |  | 2100560 | 1875500 |  | Yealink |  | 6-320-322
IP-Telefonlar | IP telefon Yealink SIP-T53W |  | 3130512 | 2795100 |  | Yealink |  | 6-325-327
IP-Telefonlar | IP telefon Grandstream GRP2602W – zamonaviy VoIP telefon |  | 1073318 | 958320 |  | Grandstream |  | 6-929-819
IP-Telefonlar | IP-telefon Grandstream GRP2610P |  | 894432 | 798600 |  | Grandstream |  | 6-930-820
IP-Telefonlar | IP telefon Yealink SIP-T54W |  | 3943632 | 3521100 |  | Yealink |  | 6-326-328
IP-Telefonlar | IP telefon Grandstream GRP2612 (PoE siz) |  | 813120 | 726000 |  | Grandstream |  | 6-14-13
IP-Telefonlar | IP telefon Grandstream GRP2611G — operatorlar uchun, 3 liniyali |  | 1024531 | 914760 |  | Grandstream |  | 6-931-821
IP-ATS | IP ATC Grandstream UCM6304 |  | 10884289 | 9718115 | 8228000 | Grandstream |  | 6-598-553
IP-Telefonlar | IP telefon Grandstream GRP2615 |  | 3187430 | 2845920 |  | Grandstream |  | 6-934-824
IP-ATS | IP-АТС - Grandstream GCC6011 |  | 5447904 | 4864200 |  | Grandstream |  | 6-916-806
IP-Telefonlar | IP telefon Grandstream GRP2616 |  | 3447629 | 3078240 |  | Grandstream |  | 6-935-825
IP-Telefonlar | IP telefon Grandstream GRP2612W (PoE, 16 virtual BLF) |  | 1284730 | 1147080 |  | Grandstream |  | 6-933-823
IP-Telefonlar | IP telefon Grandstream GRP2601 (PoE yo‘q) — 2 liniya, 2 SIP akkaunt |  | 731808 | 653400 |  | Grandstream |  | 6-923-813
IP-Telefonlar | IP telefon Grandstream GRP2636 |  | 2927232 | 2613600 |  | Grandstream |  | 6-937-827
IP-Telefonlar | IP telefon Grandstream GRP2670 |  | 3626515 | 3237960 |  | Grandstream |  | 6-938-828
IP-Telefonlar | WiFi telefon Grandstream WP816 |  | 1366042 | 1219680 |  | Grandstream |  | 6-991-880
IP-Telefonlar | IP telefon Grandstream GRP2624 |  | 2000275 | 1785960 |  | Grandstream |  | 6-936-826
IP-Telefonlar | IP videotelefon Grandstream GXV3450 |  | 5380144 | 4803700 |  | Grandstream |  | 6-983-872
IP-Telefonlar | IP telefon Grandstream GXP1625 |  | 829382 | 740520 |  | Grandstream |  | 6-981-870
IP-Telefonlar | IP videotelefon Grandstream GXV3470 |  | 6830208 | 6098400 |  | Grandstream |  | 6-984-873
IP-Telefonlar | IP video telefon Grandstream GXV3480 |  | 8179987 | 7303560 |  | Grandstream |  | 6-985-874
IP-ATS | IP ATC Grandstream UCM6300A |  | 3626515 | 3237960 |  | Grandstream |  | 6-987-876
IP-ATS | VoIP оvoz shlyuzi Grandstream GXW-4248 |  | 20929709 | 18687240 |  | Grandstream |  | 6-986-875
IP-Telefonlar | DECT telefon Grandstream DP720 |  | 1138368 | 1016400 |  | Grandstream |  | 6-907-797
IP-ATS | IP ATS Grandstream UCM6302A |  | 8179987 | 7303560 |  | Grandstream |  | 6-989-878
IP-Telefonlar | DECT telefoni Grandstream DP725 DECT Handset |  | 1124816 | 1004300 |  | Grandstream |  | 6-908-798
IP-Telefonlar | Grandstream DP755 DECT VoIP baza stansiyasi |  | 1008269 | 900240 |  | Grandstream |  | 6-910-800
IP-Telefonlar | IP-telefon Grandstream GHP611 |  | 715546 | 638880 |  | Grandstream |  | 6-917-807
IP-Telefonlar | IP-telefon Grandstream GHP620 |  | 780595 | 696960 |  | Grandstream |  | 6-918-808
IP-Telefonlar | IP-telefon Grandstream GHP621 |  | 780595 | 696960 |  | Grandstream |  | 6-919-809
IP-Telefonlar | IP-telefon Grandstream GHP621W |  | 1187155 | 1059960 |  | Grandstream |  | 6-920-810
IP-Telefonlar | IP-telefon Grandstream GHP630 |  | 1187155 | 1059960 |  | Grandstream |  | 6-921-811
IP-Telefonlar | IP-telefon Grandstream GHP631 |  | 1187155 | 1059960 |  | Grandstream |  | 6-922-812
IP-Telefonlar | IP telefon Grandstream GRP2601W |  | 829382 | 740520 |  | Grandstream |  | 6-925-815
IP-Telefonlar | IP telefon Yealink SIP-T43U |  | 1856624 | 1657700 |  | Yealink |  | 6-321-323
IP-Telefonlar | Grandstream DP752 DECT baza stansiyasi |  | 1089581 | 972840 |  | Grandstream |  | 6-21-20
IP-Telefonlar | Grandstream GXP2200EXT kengaytirish moduli |  | 2276736 | 2032800 |  | Grandstream |  | 6-982-871
IP uskunalari | Cisco CP-8800-V-KEM tugmali kengaytirish moduli |  | 11448730 | 10222080 |  | Cisco |  | 6-1159-890
IP-ATS | IP ATS Grandstream UCM6308A – ofis telefon tizimi uchun zamonaviy yechim |  | 22751098 | 20313480 |  | Grandstream |  | 6-1275-986
IP-Telefonlar | IP telefon Cisco DP-9841-K9= |  | 6651322 | 5938680 |  | Cisco |  | 6-1174-904
IP uskunalari | Jabra Speak2 55 UC Speakerfoni |  | 2748346 | 2453880 |  | JABRA |  | 6-1209-939
IP uskunalari | Jabra PanaCast 50 EMEA Black video kamera |  | 25174195 | 22476960 |  | JABRA |  | 6-1202-932
IP uskunalari | IP shlyuz Grandstream GXW4216 |  | 9743888 | 8699900 |  | Grandstream |  | 6-1272-983
IP uskunalari | Jabra Speak 710 MS professional konferensiya speakerfoni |  | 5171443 | 4617360 |  | JABRA |  | 6-1207-937
IP uskunalari | Jabra SPEAK2 55 MS Teams professional konferens spikerfoni |  | 2748346 | 2453880 |  | JABRA |  | 6-1208-938
IP-Telefonlar | IP telefon Grandstream GHP610 |  | 718256 | 641300 |  | Grandstream |  | 6-1236-947
IP-Telefonlar | Grandstream GRP2613 IP telefoni |  | 1544928 | 1379400 |  | Grandstream |  | 6-1239-950
IP-Telefonlar | Grandstream GRP2614 IP telefoni |  | 2845920 | 2541000 |  | Grandstream |  | 6-1240-951
IP-ATS | IP ATS Grandstream UCM6304 — 2000 foydalanuvchigacha mo‘ljallangan VoIP platforma |  | 21778064 | 19444700 |  | Grandstream |  | 6-1274-985
IP-Telefonlar | IP telefoni Grandstream GRP2634 |  | 2097850 | 1873080 |  | Grandstream |  | 6-1241-952
IP uskunalari | Cisco CS-BAR-T-K9 videokonferensiya tizimi |  | 111072192 | 99171600 |  | Cisco |  | 6-1251-962
IP-Telefonlar | Cisco DP-9851-K9 IP-telefon |  | 8348032 | 7453600 |  | Cisco |  | 6-1255-966
IP-Telefonlar | Grandstream GXP2140 IP telefoni |  | 2260474 | 2018280 |  | Grandstream |  | 6-1271-982
IP-Telefonlar | Ubiquiti UniFi G3 Touch Enterprise IP-telefoni |  | 5998251 | 5355581 | 4943697 | UniFi UBIQUITI |  | 6-1439-1139
IP uskunalari | Ubiquiti UniFi G5 Pro IP-kamerasi (UVC-G5-Pro) |  | 6502385 | 5805701 | 5359090 | UniFi UBIQUITI |  | 6-1449-1149
IP-Telefonlar | IP telefon Grandstream GRP2601P | Kafolat 1 oy | 731808 | 653400 |  | Grandstream |  | 6-10-265

## Faervollar
Kategoriya | Mahsulot nomi | Kafolat | QQS bilan narxi | QQSsiz narxi | 5 dona dan | Brend | Saytda | SKU
Faervollar | Fortinet FortiGate 61F tarmoq xavfsizlik devori |  | 10777635 | 9622888 | 7849875 | Fortinet |  | 5-509-487
Faervollar | Zyxel ZyWALL USG FLEX 500 tarmoq xavfsizlik devori — korxona darajasidagi UTM himoya yechimi |  | 32145344 | 28701200 |  | Zyxel |  | 5-228-230
Faervollar | Zyxel ZyWALL USG FLEX 700 tarmoq xavfsizlik devori — yirik korxonalar uchun ilg‘or UTM xavfsizlik tizimi |  | 43759408 | 39070900 |  | Zyxel |  | 5-229-231
Faervollar | Fortinet FortiGate 80F tarmoq xavfsizlik devori |  | 19365808 | 17290900 |  | Fortinet |  | 5-510-488
Faervollar | Zyxel ZyWALL ATP800 tarmoq xavfsizlik devori — sun’iy intellektli ilg‘or tahdidlarga qarshi himoya (ATP) tizimi |  | 84943936 | 75842800 |  | Zyxel |  | 5-231-233
Faervollar | FortiGate 1800F (FG-1800F) korporativ xavfsizlik devori |  | 528528000 | 471900000 |  | Fortinet |  | 5-610-564
Faervollar | Fortinet FortiGate 100F tarmoqlararo ekran |  | 34146839 | 30488249 | 23443750 | Fortinet |  | 5-365-370
Faervollar | Zyxel ZyWALL Zyxel ZyWALL ATP700 tarmoq xavfsizlik devori — sun’iy intellekt asosidagi ilg‘or tahdidlarga qarshi himoya tizimi |  | 57921248 | 51715400 |  | Zyxel |  | 5-230-232
Faervollar | Fortinet FortiGate 40F tarmoqlararo ekran |  | 6082409 | 5430722 | 4325750 | Fortinet |  | 5-363-368
Faervollar | Fortinet FortiGate 60F tarmoqlararo ekran |  | 7268480 | 6489714 | 6065125 | Fortinet |  | 5-364-369
Faervollar | Zyxel ZyWALL VPN2S tarmoq xavfsizlik devori — VPN funksiyasiga ega xavfsizlik qurilmasi |  | 2547776 | 2274800 |  | Zyxel |  | 5-226-228
Faervollar | Zyxel ZyWALL USG FLEX 100 tarmoq xavfsizlik devori — ilg‘or UTM funksiyali xavfsizlik yechimi |  | 15164688 | 13539900 |  | Zyxel |  | 5-227-229
Faervollar | Cisco FPR1140-NGFW-K9 tarmoqlararo ekrani |  | 155644720 | 138968500 |  | Cisco |  | 5-1257-968